## Instructions
2020 HVAC / PLUMBING INCENTIVE CATALOG
SUPPLEMENTAL DATA SHEET
Directions:
1) | This tool is an Excel version of the Supplemental Data Sheet for the 2020 HVAC / Plumbing incentive catalog. It has built-in formulas and drop-down boxes to make is faster/easier to complete than the PDF version, and to provide some error checking capability.
2) | First, complete the Measure Codes tab with the measure codes from the incentive catalog(s) that are on the incentive application. While not required, this step is recommended as it will indicate whether a supplemental data sheet is / is not required for each measure. Required fields on the Measure Codes tab are highlighted in yellow.
3) | Measure codes can be entered either with or without the letter prefix (PS2196 or just 2196).
4) | The Measure Codes tab can identify whether a supplemental data sheet is needed for any measure, but only responses for the HVAC / Plumbing incentive catalog can be entered using this tool. See the corresponding Excel file for catalogs other than HVAC / Plumbing.
5) | On the HVAC / Plumbing tab, complete the jobsite name, jobsite address, and trade ally name highlighted in yellow.
6) | Complete any of the tables on the HVAC / Plumbing tab that are required for your incentive application. Add notes in the Comments/Notes column for any unusual situations that require additional explanation.
7) | Tables that have an "Other" option for a response will have a text box with similar to "Enter description for 'Other' " appear in the columns to the right of the Comments/Notes column. Error messages may also appear to the right of the Comments/Notes column, so make sure to scroll far enough right to check for this.
8) | If any text is too long to fit, manually adjust the row height of that row so that the full text is visible.

## Measure Codes (Recommended)
MEASURE CODES - HVAC/PLUMBING SUPPLEMENTAL DATA SHEET | [5 empty] | Hide | Hide
List the measure code(s), including the letter prefix as shown in the incentive catalog, in the table below. This will provide guidance on whether any supplemental data sheets are needed. | [5 empty] | Message if Code not found: | Incentive Code not found under this Solution!
This step is recommended and is designed to provide guidance on applicable portions of supplemental data sheets that need to be completed.
A fully completed Incentive Application is still required. | [6 empty] | This is the:
HVAC/Plumbing
Solution: | [6 empty] | Supplemental Data Sheet
INCENTIVE CODE | MEASURE NAME | SUPPLEMENTAL DATA SHEET
|  | NEEDED? | DATA SHEET NAME | DATA SHEET TABLE ID | DATA SHEET STARTED?
-
-
-
-
-
-
-
-
-
-
-
-
-
-
-
-
-
-
-
-
Note on H1: Zach Obert: This column combines the data sheet name and table ID so make sure if searching for table "C" it's the right table C.

## HVAC & Plumbing
2020 HVAC/PLUMBING INCENTIVE CATALOG SUPPLEMENTAL DATA SHEET | [44 empty] | Links to SDS Tables:
A1 - A/C Split & Packaged Systems - H4368 to H4371
THIS FORM MUST BE ATTACHED TO COMPLETED INCENTIVE APPLICATION AND SUBMITTED TOGETHER. FOR PROJECTS INSTALLED BY 12/31/2020. NEED HELP? CALL 800.762.7077. | [44 empty] | A2 - Split System A/C - Condensing Unit Only - H3909
B1 & B2 - Chillers - H4712 To H4735
C - Energy Recovery Ventilator - H2314
HOW TO FILL OUT THIS FORM | [25 empty] | CUSTOMER INFORMATION | [18 empty] | D - Economizers - H3066
E - Advanced Rooftop Unit Controllers - H3964
Please refer to: | [25 empty] | JOB SITE BUSINESS NAME | [18 empty] | F - Demand Controlled Ventilation - H2853, H3266
| • | The HVAC/Plumbing Incentive Catalog for measure requirements and information. | [42 empty] | G - Guest Room Energy Mgmt Controls - H2374
[26 empty] | JOB SITE ADDRESS | [18 empty] | H - Parking Garage Vent. Controls - H3493, H4837
| • | Complete the table corresponding to the measure in the catalog. | [42 empty] | I - VFDs - H2640, H2641, H2643, H2726, H2644, H2646
Attach this form to a completed Incentive Application and submit together. | [25 empty] | TRADE ALLY NAME | [18 empty] | J - Dryer Controls - H4902 to H4905
K - High Use Comm Water Heater - P3045, P3684, P4941, P4942
Comments / Notes
A1 |  | AIR CONDITIONING SPLIT AND PACKAGED SYSTEMS (≥5.42 TONS) -
| INCENTIVE CODE: H4368, H4369, H4370, H4371 | [40 empty] | PAGE 25
EQUIP # |  |  | Qty |  |  | (A) AHRI RATED CAPACITY (tons, 2 decimals) |  |  |  |  | AHRI RATED FULL LOAD EFFICIENCY (EER, 2 decimals) |  |  |  |  | (B) AHRI RATED PART LOAD EFFICIENCY (IEER, 2 decimals) |  |  |  | (C) PART LOAD EFF TO QUALIFY (IEER) (from Measure Description pg 25) | [6 empty] | (D) DELTA EFFICIENCY (B - C) |  |  |  | (E) ADDITIONAL INCENTIVE (D x $/ton) |  |  | (F) BASE INCENTIVE ($/ton) |  |  | (G) INCENTIVE RATE ($/ton) (E + F) |  |  |  | REQUESTED INCENTIVE* (A x G x Qty)
Example |  |  | 1 |  |  | 15 |  |  |  |  | 12 |  |  |  |  | 13.6 |  |  |  | 13 | [6 empty] | 0.6 |  |  |  | 3 |  |  | 25 |  |  | 28 |  |  |  | 420 |  | 12
[37 empty] | 0 |  |  |  | 0
[37 empty] | 0 |  |  |  | 0
[37 empty] | 0 |  |  |  | 0
[37 empty] | 0 |  |  |  | 0
[37 empty] | 0 |  |  |  | 0
[37 empty] | 0 |  |  |  | 0
[37 empty] | 0 |  |  |  | 0
[37 empty] | 0 |  |  |  | 0
[37 empty] | 0 |  |  |  | 0
[37 empty] | 0 |  |  |  | 0
A2 |  | SPLIT SYSTEM AIR CONDITIONING - CONDENSING UNIT ONLY -
| INCENTIVE CODE: H3909 | [40 empty] | PAGE 26
EQUIP # |  |  |  | Qty |  |  | (A) AHRI RATED CAPACITY (tons, 2 decimals) | [5 empty] | (B) AHRI RATED FULL LOAD EFFICIENCY (EER, 2 decimals) |  |  |  |  | (C) FULL LOAD EFF TO QUALIFY (EER) (from Measure Description pg 26) | [5 empty] | (D) DELTA EFFICIENCY (B - C) |  |  |  |  | (E) ADDITIONAL INCENTIVE (D x $/ton) |  |  |  | (F) BASE INCENTIVE ($/ton) |  |  | (G) INCENTIVE RATE ($/ton) (E + F) |  |  |  |  | REQUESTED INCENTIVE* (A x G x Qty)
Example |  |  |  | 1 |  |  | 15 | [5 empty] | 11.6 |  |  |  |  | 11.1 | [5 empty] | 0.5 |  |  |  |  | 2.5 |  |  |  | 20 |  |  | 22.5 |  |  |  |  | 337.5
[18 empty] | 11.1 | [17 empty] | 0 |  |  |  |  | 0
[18 empty] | 11.1 | [17 empty] | 0 |  |  |  |  | 0
[18 empty] | 11.1 | [17 empty] | 0 |  |  |  |  | 0
[18 empty] | 11.1 | [17 empty] | 0 |  |  |  |  | 0
[18 empty] | 11.1 | [17 empty] | 0 |  |  |  |  | 0
[18 empty] | 11.1 | [17 empty] | 0 |  |  |  |  | 0
[18 empty] | 11.1 | [17 empty] | 0 |  |  |  |  | 0
[18 empty] | 11.1 | [17 empty] | 0 |  |  |  |  | 0
[18 empty] | 11.1 | [17 empty] | 0 |  |  |  |  | 0
[18 empty] | 11.1 | [17 empty] | 0 |  |  |  |  | 0
B1 |  | CHILLERS (BUILDING COOLING LOAD) - | [38 empty] | PAGE 27-29
INCENTIVE CODE: H4712, H4713, H4714, H4715, H4716, H4717, H4718, H4719, H4720, H4721, H4722, H4723, H4724, H4725, H4726, H4727, H4729, H4730, H4731, H4732, H4733, H4734, H4735
EQUIP # |  |  |  |  | Chiller Type | [14 empty] | BUILDING/SPACE DESIGN COOLING LOAD (tons) | [8 empty] | BASE OR TRIM CHILLER? |  |  |  | CHILLER LOCKOUT TEMPERATURE (°F) | [5 empty] | CODE COMPLIANCE PATH: A OR B
Example |  |  |  |  | Air-cooled chiller < 150 tons | [14 empty] | 90 | [8 empty] | Base |  |  |  | 53°F | [5 empty] | Path A
Line 1
Line 2
Line 3
Line 4
Line 5
B2 |  | CHILLERS (BUILDING COOLING LOAD) - | [38 empty] | PAGE 27-29
INCENTIVE CODE: H4712, H4713, H4714, H4715, H4716, H4717, H4718, H4719, H4720, H4721, H4722, H4723, H4724, H4725, H4726, H4727, H4729, H4730, H4731, H4732, H4733, H4734, H4735
EQUIP # |  |  |  |  | (A) AHRI RATED CAPACITY (tons, 3 decimals) |  |  |  | (B) MAX FULL LOAD (kW/ton) (from Measure Description pg 27-29) |  |  |  |  | (C) AHRI RATED FULL LOAD EFFICIENCY (kW/ton, 3 decimals) |  |  |  | (D) MAX PART LOAD (IPLV) (kW/ton) (from Measure Description pg 27-29) |  |  |  | (E) AHRI RATED PART LOAD EFFICIENCY (IPLV) (kW/ton, 3 decimals) |  |  |  |  | (F) DELTA EFFICIENCY: ((B - C) + (D - E)) |  |  |  | (G) ADDITIONAL INCENTIVE ($/ton) |  |  | (H) BASE INCENTIVE ($/ton) |  |  | (I) INCENTIVE RATE ($/ton) (G + H) |  |  |  | TOTAL INCENTIVE* (A x I)
Example |  |  |  |  | 95 |  |  |  | 1.16 |  |  |  |  | 1.12 |  |  |  | 0.88 |  |  |  | 0.84 |  |  |  |  | 0.08 |  |  |  | 10 |  |  | 8 |  |  | 18 |  |  |  | 1710 |  | 0 | 150
Line 1 | [36 empty] | 0 |  |  |  | 0
Line 2 | [36 empty] | 0 |  |  |  | 0
Line 3 | [36 empty] | 0 |  |  |  | 0
Line 4 | [36 empty] | 0 |  |  |  | 0
Line 5 | [36 empty] | 0 |  |  |  | 0
C |  | ENERGY RECOVERY VENTILATOR (ERV) - INCENTIVE CODE: H2314 | [39 empty] | PAGE 32
EQUIP # |  |  |  |  | HOURS OF OPERATION (hrs/wk) | [6 empty] | SUPPLY AIRFLOW (AHRI listed CFM) | [5 empty] | AHRI NET TOTAL WINTER EFFECTIVENESS % | [5 empty] | AHRI NET TOTAL SUMMER EFFECTIVENESS % | [6 empty] | HEATING SYSTEM EFFICIENCY (%) |  |  |  |  | COOLING SYSTEM EFFICIENCY (kW/ton or EER, 2 decimals)
Example |  |  |  |  | 60 | [6 empty] | 2000 | [5 empty] | 81% | [5 empty] | 77% | [6 empty] | 80% |  |  |  |  | 1.20 kW/ton
D |  | ECONOMIZERS - INCENTIVE CODE: H3066 | [39 empty] | PAGE 33
EQUIP # | [9 empty] | RTU RATED CAPACITY (tons) | [8 empty] | RTU COOLING EFFICIENCY (EER, IF KNOWN) | [8 empty] | ECONOMIZER CHANGEOVER TEMP (°F) | [7 empty] | AHU CONTROLS (no setback or EMS/t-stat)
Example | [9 empty] | 10 | [8 empty] | 10.3 | [8 empty] | 60°F | [7 empty] | No Setback
E |  | ADVANCED ROOFTOP UNIT CONTROLLERS - INCENTIVE CODE: H3964 | [39 empty] | PAGE 34
EQUIP # |  |  |  | NOMINAL COOLING CAPACITY (tons) | [5 empty] | HEATER TYPE (Natural gas or Electric) |  |  |  |  | FAN HP |  | ECONOMIZER OPERATIONAL (YES / NO)? |  |  |  | WEEKDAY OPEN / CLOSE TIMES | [8 empty] | SATURDAY OPEN / CLOSE TIMES | [6 empty] | SUNDAY OPEN / CLOSE TIMES
Example |  |  |  | 15 | [5 empty] | Natural Gas |  |  |  |  | 5 |  | Yes |  |  |  | 7:00 |  |  |  | / | 21:00 |  |  |  | 8:00 |  |  | / | 22:00 |  |  | 11:00 |  |  |  | / | 19:00
[25 empty] | / | [7 empty] | / | [7 empty] | /
[25 empty] | / | [7 empty] | / | [7 empty] | /
[25 empty] | / | [7 empty] | / | [7 empty] | /
[25 empty] | / | [7 empty] | / | [7 empty] | /
[25 empty] | / | [7 empty] | / | [7 empty] | /
[25 empty] | / | [7 empty] | / | [7 empty] | /
[25 empty] | / | [7 empty] | / | [7 empty] | /
[25 empty] | / | [7 empty] | / | [7 empty] | /
[25 empty] | / | [7 empty] | / | [7 empty] | /
[25 empty] | / | [7 empty] | / | [7 empty] | /
F | DEMAND CONTROLLED VENTILATION (DCV) - INCENTIVE CODE: H2853 (DCV FOR AHU); H3266 (SINGLE ZONE RTU) | [40 empty] | PAGE 35
EQUIP # |  |  |  | SPACE COOLING TYPE |  |  |  | SPACE HEATING TYPE |  |  |  | AREA SERVED TYPE |  |  |  | AHU COOLING SIZE (tons) |  |  | HOURS OF OPERATION / WEEK |  |  |  | AREA SERVED (sq ft) |  |  |  | EXISTING ECONOMIZER (DB, ENTH) |  |  |  |  | EXISTING AHU CONTROLS (no setback, EMS, T-STAT) |  |  |  |  | TOTAL SUPPLY AIRFLOW RATE (CFM) |  |  |  |  | OUTSIDE AIRFLOW RATE (CFM)
Example |  |  |  | DX |  |  |  | Gas |  |  |  | Office |  |  |  | 12 |  |  | 60 |  |  |  | 10000 |  |  |  | Dry Bulb |  |  |  |  | T-Stat |  |  |  |  | 12000 |  |  |  |  | 3000
G | GUEST ROOM ENERGY MANAGEMENT CONTROLS - INCENTIVE CODE: H2374 | [40 empty] | PAGE 36
HVAC SYSTEM TYPE | [7 empty] | # OF ROOMS |  |  |  | COOLING EFFICIENCY W/ UNITS |  |  |  |  | COOLING SYSTEM SOURCE |  |  |  |  | COOLING CAPACITY PER ROOM (tons) | [5 empty] | HEATING EFFICIENCY W/ UNITS |  |  |  |  | HEATING SYSTEM SOURCE | [5 empty] | HEATING CAPACITY PER ROOM (MBh)
Fan Coil Unit | [7 empty] | 10 |  |  |  | 1.2 kW/ton |  |  |  |  | Air-Cooled Chiller |  |  |  |  | 0.75 | [5 empty] | 90% |  |  |  |  | Boiler | [5 empty] | 10
H | PARKING GARAGE VENTILATION CONTROLS - INCENTIVE CODE: H4837, H3493 | [40 empty] | PAGE 37
LOCATION | [9 empty] | EXHAUST FAN SIZE (HP) | [5 empty] | PROPOSED FAN OPERATION (hrs/day) | [5 empty] | VENTILATION AIRFLOW (CFM) | [6 empty] | GARAGE SIZE (sq ft, if heated) |  |  |  |  | HEATING SYSTEM EFFICIENCY (%) | [5 empty] | HEATING SETPOINT (°F)
Garage-1a | [9 empty] | 10 | [5 empty] | 10 | [5 empty] | 6700 | [6 empty] | 10000 |  |  |  |  | 80% | [5 empty] | 55°F
I | VARIABLE FREQUENCY DRIVES - | [39 empty] | PAGE 38
INCENTIVE CODE: H2640, H2641, H2643, H2644, H2646, H2726
VFD # |  |  |  |  | VFD APPLICATION | [8 empty] | CONTROLS BEFORE VFD | [6 empty] | EQUIPMENT OPERATING HOURS (2,000 hr/yr min) | [8 empty] | HP CONTROLLED BY VFD |  |  |  |  | QUANTITY |  |  | REQUESTED INCENTIVE* (qty X HP X $/HP)
AHU-1a |  |  |  |  | HVAC Fan | [8 empty] | Inlet Guide Vanes | [6 empty] | 2500 | [8 empty] | 10 |  |  |  |  | 3 |  |  | 1050
0
0
0
0
0
0
0
0
0
0
J | MODULATING DRYER CONTROLS - INCENTIVE CODE: H4902, H4903, H4904, H4905 | [40 empty] | PAGE 39
DRYER MANUFACTURER | [7 empty] | DRYER MODEL | [5 empty] | # OF DRYERS |  |  | BURNER SIZE (Btu/hr) |  |  |  |  | DRYER CAPACITY (lbs) | [5 empty] | AVG LOADS PER DAY (per dryer) |  |  |  |  | DAYS OF OPERATION (per year) | [5 empty] | AVERAGE DRYING TIME (minutes)
ABC Manufacturing | [7 empty] | XYZ123 | [5 empty] | 1 |  |  | 60000 |  |  |  |  | 25 | [5 empty] | 5 |  |  |  |  | 250 | [5 empty] | 35
K | HIGH-USE COMMERCIAL WATER HEATERS - INCENTIVE CODE: P3684, P3045, P4942, P4941 | [40 empty] | PAGE 42
BLDG TYPE | [8 empty] | EXISTING SYSTEM FUEL TYPE |  |  |  |  | EXISTING WATER HEATER TYPE |  |  |  |  | EXISTING EFFICIENCY (% or EF) |  |  | WATER HEATER SUPPLY TEMPERATURE (˚F) | [5 empty] | ANNUAL OPERATION (days/year) |  |  |  | ACTUAL USAGE (See page 42 for units of measure) | [8 empty] | NEW SYSTEM EFFICIENCY (% or EF)
Example - Cafeteria | [8 empty] | Gas |  |  |  |  | Gas Storage |  |  |  |  | 82% |  |  | 125°F | [5 empty] | 350 |  |  |  | 400 |  |  | meals/day | [5 empty] | 95%
*Focus on Energy may adjust total incentive based on project caps. Please see measure requirements and Terms and Conditions for more information.
Note on L18: NOTE: This column isn't on the PDF version of the supplemental data sheet, but by including the EER can then confirm that the cooling equipment meets the minimum efficiency requirements and is eligible.
Note on F66: NOTE: Make sure that the performance data below is in the same order as the chiller types listed in Table B1.

## Lookups (hidden)
Program Name Lookup | [13 empty] | Supplemental Data Sheet Names
|  |  | Abbreviation | [10 empty] | Agribusiness
|  | Schools and Government | S&G | [10 empty] | HVAC/Plumbing
|  | Business & Industry | B&I | [10 empty] | Lighting
|  | Agribusiness | Ag | [10 empty] | Process Systems
|  | Business New Construction | BNC | [10 empty] | Propane
HVAC & Plumbing Supplemental Data Sheet
Table | Column 1 | Column 2 | Column 3 | Column 4 | Column 5 | Column 6 | Column 7 | Column 8 | Column 9 | Column 10 | Column 11
A1 | Tons | EER | IEER |  |  | Bonus incent | Base incent
| 5.4167 | 12 | 13.8 |  |  | 5 | 25
| 11.25 | 12 | 13 |  |  | 3 | 20
| 20 | 10.3 | 12.1
| 63.3333 | 9.7 | 11.4
A2 |  |  | 11.25 | 11.1 |  | 5 | 20
[6 empty] | 3 | 15
B1 |  |  |  | Base |  | Path A
|  |  |  | Trim |  | Path B
B2
|  | Min Size (>=) | Max Size (<) | Path A kW/ton | Path A IPLV | Path B kW/ton | Path B IPLV
| Air-cooled chiller < 150 tons | 0 | 150 | 1.16 | 0.88 | 1.24 | 0.73 | 125 | 8
| Air-cooled chiller ≥ 150 tons | 150 | 1000000 | 1.16 | 0.86 | 1.24 | 0.72 | 90 | 4
| Water cooled, positive disp. (screw/scroll) < 75 tons | 0 | 75 | 0.72 | 0.6 | 0.78 | 0.47
| Water cooled, positive disp. (screw/scroll) ≥ 75 tons and < 150 tons | 75 | 150 | 0.69 | 0.56 | 0.75 | 0.46
| Water cooled, positive disp. (screw/scroll) ≥ 150 tons and < 300 tons | 150 | 300 | 0.63 | 0.54 | 0.68 | 0.41
| Water cooled, positive disp. (screw/scroll) ≥ 300 tons and < 600 tons | 300 | 600 | 0.58 | 0.52 | 0.625 | 0.38
| Water cooled, positive disp. (screw/scroll) ≥ 600 tons | 600 | 1000000 | 0.53 | 0.5 | 0.585 | 0.35
| Water cooled, centrifugal < 150 tons | 0 | 150 | 0.58 | 0.55 | 0.695 | 0.41
| Water cooled, centrifugal ≥ 150 tons and < 300 tons | 150 | 300 | 0.58 | 0.55 | 0.635 | 0.37
| Water cooled, centrifugal ≥ 300 tons and < 400 tons | 300 | 400 | 0.53 | 0.52 | 0.595 | 0.36
| Water cooled, centrifugal ≥ 400 tons and < 600 tons | 400 | 600 | 0.53 | 0.5 | 0.585 | 0.35
| Water cooled, centrifugal ≥ 600 tons | 600 | 1000000 | 0.53 | 0.5 | 0.585 | 0.35
C | [6 empty] | kW/ton
EER
COP
D |  |  |  |  | No Setback
EMS
T-Stat
E |  |  | Natural Gas |  | Yes |  | 1:00 | AM
|  |  | Electric |  | No |  | 2:00 | PM
3:00
4:00
5:00
6:00
7:00
8:00
9:00
10:00
11:00
12:00
F |  | DX | Gas | Grocery/Convenience Store |  |  |  | Dry Bulb | No Setback
|  | Air-Cooled Chiller | Hot Water | Restaurant Quick Serve |  |  |  | Enthalpy | EMS
|  | Water-Cooled Chiller | Steam | Restaurant Fine Dining |  |  |  |  | T-Stat
|  | None | Electric Resistance | Restaurant Casual Dining
|  | Other | Electric Heat PUmp | Health Care
|  |  | Other | Hotel/Motel
Office
School Classroom Wing
School Gymnasium
School Library
School Auditorium
Other Public Assembly
Retail
Warehouse
College
Other
G | Fan Coil Unit |  | kW/ton | Air-Cooled Chiller |  | % | Hot Water Boiler
| VRF |  | EER | Water-Cooled Chiller |  | COP | Steam Boiler
| Other |  | COP | Ground Source Heat Pump |  |  | Ground Source Heat Pump
|  |  |  | VRF |  |  | VRF
|  |  |  | Other |  |  | Heat Recovery Chiller
Other
H
I |  | Chilled Water Distribution Pump | Outlet Control Valve |  |  |  | 35
|  | HVAC Heating Pump | Bypass Valve |  |  |  | 25
|  | Process Pump | Discharge Damper
|  | Pool Pump | Inlet Guide Vanes
|  | Boiler Draft Fan | On/Off
|  | Cooling Tower Fan | Other
HVAC Fan
Process Fan
J
K | Example - Cafeteria | [10 empty] | meals/day | 300
| Full-Service Restaurant | Gas | Gas Storage | [8 empty] | meals/day | 300
| Fast Food | Electric | Gas Tankless | [8 empty] | meals/day | 300
| Cafeteria |  | Electric Storage | [8 empty] | meals/day | 300
| Hotel/Motel | [10 empty] | Rooms | 30
| Nursing Home | [10 empty] | Rooms or Beds | 30
| Laundromat | [10 empty] | Washes/day | 30
| Supermarket | [10 empty] | Not Required
| Dormitory | [10 empty] | Students | 50
| K-12 school | [10 empty] | Students | 300
| Prison | [10 empty] | inmates | 50
| Hospital | [10 empty] | Beds | 20
The list below is for checking if a specific table has data entry started
Table | All Blank? | Display Text
A1 | TRUE | Not Started
A2 | FALSE | Yes
B1 | FALSE | Yes
B2 | FALSE | Yes
B1 & B2 | FALSE | Yes
C | TRUE | Not Started
D | TRUE | Not Started
E | TRUE | Not Started
F | TRUE | Not Started
G | TRUE | Not Started
H | TRUE | Not Started
I | TRUE | Not Started
J | TRUE | Not Started
K | TRUE | Not Started

## Criteria (hidden)
#N/A
B&I MMID | B&I Rural MMID | NC MMID | Business Catalog Code | Business-Rural Catalog Code | Business New Construction Catalog Code | Measure Text | Measure Code & Name | B&I Incentive | B&I Incentive per… | B&I Rural Incentive | B&I Rural Incentive per… | NC Incentive | NC Incentive Per | B&I MMID | B&I Rural MMID | NC MMID | B&I NC Eligible | B&I Rural NC Eligible | BNC Eligible | B&I % of Project Cost Limit | B&I Rural % of Project Cost Limit | Business NC % of Project Cost Limit | Requires Unique SPECTRUM Data Entry for UOM & Qty | Hybrid Calc required | Tech Review Required | Supp Data Sheet Name | Supp Data Sheet Table ID | Catalog Name | Page No.
[6 empty] | ----------------------LIGHTING CATALOG: INTERIOR FIXTURES AND LAMPS---------------------------- | ----------------------LIGHTING CATALOG: INTERIOR FIXTURES AND LAMPS---------------------------- | [20 empty] | Lighting
3760 | 3760 | 3760 | L3760 | Not Eligible | Not Eligible | LED, <44W, 1X4 product replacing 1- or 2-lamp T8 or T12 troffer | Not Eligible: LED, <44W, 1X4 product replacing 1- or 2-lamp T8 or T12 troffer | 5 | Fixture | 5 | Fixture | N/A | Fixture | 3760 | 3760 | 3760 | No | No | No | 100% | 100% | 100% | No | No | Only if NC Multi-Tech or NC > $10k Incentive |  |  | Lighting | 12
4793 | 4793 | 4793 | L4793 | Not Eligible | Not Eligible | LED, <44W, 2X4 product replacing 1- or 2-lamp T8 or T12 troffer | Not Eligible: LED, <44W, 2X4 product replacing 1- or 2-lamp T8 or T12 troffer | 5 | Fixture | 5 | Fixture | N/A | Fixture | 4793 | 4793 | 4793 | No | No | No | 100% | 100% | 100% | No | No | Only if NC Multi-Tech or NC > $10k Incentive |  |  | Lighting | 12
3111 | 3111 | 3111 | L3111 | Not Eligible | Not Eligible | LED, ≤55W, 2X4 product replacing 3- or 4-lamp T8 or T12 troffer | Not Eligible: LED, ≤55W, 2X4 product replacing 3- or 4-lamp T8 or T12 troffer | 18 | Fixture | 18 | Fixture | N/A | Fixture | 3111 | 3111 | 3111 | No | No | No | 100% | 100% | 100% | No | No | Only if NC Multi-Tech or NC > $10k Incentive |  |  | Lighting | 12
3400 | 3400 | 3400 | L3400 | Not Eligible | Not Eligible | 2X2 LED, ≤36W, replacing Fixture with 2 or more T8 or T12 Lamps | Not Eligible: 2X2 LED, ≤36W, replacing Fixture with 2 or more T8 or T12 Lamps | 8 | Fixture | 8 | Fixture | N/A | Fixture | 3400 | 3400 | 3400 | No | No | No | 100% | 100% | 100% | No | No | Only if NC Multi-Tech or NC > $10k Incentive |  |  | Lighting | 12
3401 | 3401 | 3401 | L3401 | Not Eligible | Not Eligible | 2X2 LED, ≤85W, replacing Fixture with 2 or more 2G11 base Lamps | Not Eligible: 2X2 LED, ≤85W, replacing Fixture with 2 or more 2G11 base Lamps | 16 | Fixture | 16 | Fixture | N/A | Fixture | 3401 | 3401 | 3401 | No | No | No | 100% | 100% | 100% | No | No | Only if NC Multi-Tech or NC > $10k Incentive |  |  | Lighting | 12
3740 | 3740 | 3740 | L3740 | Not Eligible | Not Eligible | LED Fixture <11W/FT Replacing 1- or 2-lamp T8 or T12 Lamp(s) in Cross Section | Not Eligible: LED Fixture <11W/FT Replacing 1- or 2-lamp T8 or T12 Lamp(s) in Cross Section | 1.5 | Linear Foot | 1.5 | Linear Foot | N/A | Linear Foot | 3740 | 3740 | 3740 | No | No | No | 100% | 100% | 100% | No | No | Only if NC Multi-Tech or NC > $10k Incentive |  |  | Lighting | 13
3741 | 3741 | 3741 | L3741 | Not Eligible | Not Eligible | LED Fixture <24W/FT Replacing 3- or 4-lamp T8 or T12 Lamps in Cross Section | Not Eligible: LED Fixture <24W/FT Replacing 3- or 4-lamp T8 or T12 Lamps in Cross Section | 3 | Linear Foot | 3 | Linear Foot | N/A | Linear Foot | 3741 | 3741 | 3741 | No | No | No | 100% | 100% | 100% | No | No | Only if NC Multi-Tech or NC > $10k Incentive |  |  | Lighting | 13
3738 | 3738 | 3738 | L3738 | Not Eligible | Not Eligible | LED Fixture <12W/FT Replacing 1- or 2-lamp T5 Lamp(s) in Cross Section | Not Eligible: LED Fixture <12W/FT Replacing 1- or 2-lamp T5 Lamp(s) in Cross Section | 1.5 | Linear Foot | 1.5 | Linear Foot | N/A | Linear Foot | 3738 | 3738 | 3738 | No | No | No | 100% | 100% | 100% | No | No | Only if NC Multi-Tech or NC > $10k Incentive |  |  | Lighting | 13
3739 | 3739 | 3739 | L3739 | Not Eligible | Not Eligible | LED Fixture <28W/FT Replacing 3- or 4-lamp T5 Lamp(s) in Cross Section | Not Eligible: LED Fixture <28W/FT Replacing 3- or 4-lamp T5 Lamp(s) in Cross Section | 3 | Linear Foot | 3 | Linear Foot | N/A | Linear Foot | 3739 | 3739 | 3739 | No | No | No | 100% | 100% | 100% | No | No | Only if NC Multi-Tech or NC > $10k Incentive |  |  | Lighting | 13
4314 | 4314 | 4314 | L4314 | Not Eligible | Not Eligible | 4’ 2 Lamp TLED <24W replacing 8’ 1 Lamp T8 or T12 | Not Eligible: 4’ 2 Lamp TLED <24W replacing 8’ 1 Lamp T8 or T12 | 7.5 | Fixture | 7.5 | Fixture | N/A | Fixture | 4314 | 4314 | 4314 | No | No | No | 100% | 100% | 100% | No | No | Only if NC Multi-Tech or NC > $10k Incentive |  |  | Lighting | 13
4317 | 4317 | 4317 | L4317 | Not Eligible | Not Eligible | 4’ 2 Lamp TLED <24W replacing 8’ 1 Lamp T8HO or T12HO | Not Eligible: 4’ 2 Lamp TLED <24W replacing 8’ 1 Lamp T8HO or T12HO | 7.5 | Fixture | 7.5 | Fixture | N/A | Fixture | 4317 | 4317 | 4317 | No | No | No | 100% | 100% | 100% | No | No | Only if NC Multi-Tech or NC > $10k Incentive |  |  | Lighting | 13
4320 | 4320 | 4320 | L4320 | Not Eligible | Not Eligible | 4’ 4 Lamp TLED <24W replacing 8’ 2 Lamp T8 or T12 | Not Eligible: 4’ 4 Lamp TLED <24W replacing 8’ 2 Lamp T8 or T12 | 13 | Fixture | 13 | Fixture | N/A | Fixture | 4320 | 4320 | 4320 | No | No | No | 100% | 100% | 100% | No | No | Only if NC Multi-Tech or NC > $10k Incentive |  |  | Lighting | 13
4323 | 4323 | 4323 | L4323 | Not Eligible | Not Eligible | 4’ 4 Lamp TLED <24W replacing 8’ 2 Lamp T8HO or T12HO | Not Eligible: 4’ 4 Lamp TLED <24W replacing 8’ 2 Lamp T8HO or T12HO | 15 | Fixture | 15 | Fixture | N/A | Fixture | 4323 | 4323 | 4323 | No | No | No | 100% | 100% | 100% | No | No | Only if NC Multi-Tech or NC > $10k Incentive |  |  | Lighting | 13
4326 | 4326 | 4326 | L4326 | Not Eligible | Not Eligible | 4’ 2 Lamp TLED <24W replacing 8’ 2 Lamp T8 or T12 | Not Eligible: 4’ 2 Lamp TLED <24W replacing 8’ 2 Lamp T8 or T12 | 18 | Fixture | 18 | Fixture | N/A | Fixture | 4326 | 4326 | 4326 | No | No | No | 100% | 100% | 100% | No | No | Only if NC Multi-Tech or NC > $10k Incentive |  |  | Lighting | 13
4329 | 4329 | 4329 | L4329 | Not Eligible | Not Eligible | 4’ 2 Lamp TLED <24W replacing 8’ 2 Lamp T8HO or T12HO | Not Eligible: 4’ 2 Lamp TLED <24W replacing 8’ 2 Lamp T8HO or T12HO | 20 | Fixture | 20 | Fixture | N/A | Fixture | 4329 | 4329 | 4329 | No | No | No | 100% | 100% | 100% | No | No | Only if NC Multi-Tech or NC > $10k Incentive |  |  | Lighting | 13
3091 | 3091 | 3091 | L3091 | L3091 | Not Eligible | ≤ 155W LED High Bay/Low Bay, replacing or instead of 250W HID | L3091: ≤ 155W LED High Bay/Low Bay, replacing or instead of 250W HID | 30 | Fixture | 30 | Fixture | N/A | Fixture | 3091 | 3091 | 3091 | No | No | No | 100% | 100% | 100% | No | No | Only if NC Multi-Tech or NC > $10k Incentive |  |  | Lighting | 14
3092 | 3092 | 3092 | L3092 | L3092 | Not Eligible | ≤ 250W LED High Bay/Low Bay, instead of 320-399W HID | L3092: ≤ 250W LED High Bay/Low Bay, instead of 320-399W HID | 35 | Fixture | 35 | Fixture | N/A | Fixture | 3092 | 3092 | 3092 | No | No | No | 100% | 100% | 100% | No | No | Only if NC Multi-Tech or NC > $10k Incentive |  |  | Lighting | 14
3093 | 3093 | 3093 | L3093 | L3093 | Not Eligible | ≤ 250W LED High Bay/Low Bay, replacing 400W HID | L3093: ≤ 250W LED High Bay/Low Bay, replacing 400W HID | 50 | Fixture | 50 | Fixture | N/A | Fixture | 3093 | 3093 | 3093 | No | No | No | 100% | 100% | 100% | No | No | Only if NC Multi-Tech or NC > $10k Incentive |  |  | Lighting | 14
3094 | 3094 | 3094 | L3094 | L3094 | Not Eligible | ≤ 365W LED High Bay/Low Bay, replacing 400W HID | L3094: ≤ 365W LED High Bay/Low Bay, replacing 400W HID | 30 | Fixture | 30 | Fixture | N/A | Fixture | 3094 | 3094 | 3094 | No | No | No | 100% | 100% | 100% | No | No | Only if NC Multi-Tech or NC > $10k Incentive |  |  | Lighting | 14
3095 | 3095 | 3095 | L3095 | L3095 | Not Eligible | ≤ 500W LED High Bay/Low Bay, replacing or instead of 1000W HID | L3095: ≤ 500W LED High Bay/Low Bay, replacing or instead of 1000W HID | 80 | Fixture | 80 | Fixture | N/A | Fixture | 3095 | 3095 | 3095 | No | No | No | 100% | 100% | 100% | No | No | Only if NC Multi-Tech or NC > $10k Incentive |  |  | Lighting | 14
3096 | 3096 | 3096 | L3096 | L3096 | Not Eligible | ≤ 800W LED High Bay/Low Bay, replacing or instead of 1000W HID | L3096: ≤ 800W LED High Bay/Low Bay, replacing or instead of 1000W HID | 50 | Fixture | 50 | Fixture | N/A | Fixture | 3096 | 3096 | 3096 | No | No | No | 100% | 100% | 100% | No | No | Only if NC Multi-Tech or NC > $10k Incentive |  |  | Lighting | 14
3393 | 3393 | 3393 | L3393 | L3393 | Not Eligible | ≤ 180W LED High Bay/Low Bay, replacing or instead of 6L T8 or 4L T5HO | L3393: ≤ 180W LED High Bay/Low Bay, replacing or instead of 6L T8 or 4L T5HO | 30 | Fixture | 30 | Fixture | N/A | Fixture | 3393 | 3393 | 3393 | No | No | No | 100% | 100% | 100% | No | No | Only if NC Multi-Tech or NC > $10k Incentive |  |  | Lighting | 14
4347 | 4347 | 4347 | L4347 | L4347 | Not Eligible | ≤ 250W LED High Bay/Low Bay, replacing or instead of 8L T8 or 6L T5HO | L4347: ≤ 250W LED High Bay/Low Bay, replacing or instead of 8L T8 or 6L T5HO | 40 | Fixture | 40 | Fixture | N/A | Fixture | 4347 | 4347 | 4347 | No | No | No | 100% | 100% | 100% | No | No | Only if NC Multi-Tech or NC > $10k Incentive |  |  | Lighting | 14
4795 | 4795 | 4795 | L4795 | L4795 | Not Eligible | ≤ 300W LED High Bay/Low Bay, replacing or instead of 10L T8 or 8L T5HO | L4795: ≤ 300W LED High Bay/Low Bay, replacing or instead of 10L T8 or 8L T5HO | 60 | Fixture | 60 | Fixture | N/A | Fixture | 4795 | 4795 | 4795 | No | No | No | 100% | 100% | 100% | No | No | Only if NC Multi-Tech or NC > $10k Incentive |  |  | Lighting | 14
4796 | 4796 | 4796 | L4796 | L4796 | Not Eligible | ≤ 350W LED High Bay/Low Bay, replacing or instead of 12L T8 or 10L T5HO | L4796: ≤ 350W LED High Bay/Low Bay, replacing or instead of 12L T8 or 10L T5HO | 80 | Fixture | 80 | Fixture | N/A | Fixture | 4796 | 4796 | 4796 | No | No | No | 100% | 100% | 100% | No | No | Only if NC Multi-Tech or NC > $10k Incentive |  |  | Lighting | 14
4354 | 4354 | 4354 | L4354 | Not Eligible | Not Eligible | LED Downlight Fixtures replacing or instead of Incandescent, CFL, or HID fixture | Not Eligible: LED Downlight Fixtures replacing or instead of Incandescent, CFL, or HID fixture | 0.13 | Watt Reduced | 0.13 | Watt Reduced | N/A | Watt Reduced | 4354 | 4354 | 4354 | No | No | No | 100% | 100% | 100% | No | No | Yes | Lighting | A | Lighting | 15
4813 | 4813 | 4813 | L4813 | L4813 | Not Eligible | LED Track/Mono/Accent fixtures replacing incandescent, CFL, or HID fixture | L4813: LED Track/Mono/Accent fixtures replacing incandescent, CFL, or HID fixture | 0.1 | Watt Reduced | 0.1 | Watt Reduced | N/A | Watt Reduced | 4813 | 4813 | 4813 | No | No | No | 100% | 100% | 100% | No | No | Yes | Lighting | A | Lighting | 15
3097 | 3097 | 3097 | L3097 | L3097 | Not Eligible | LED Stairwell or Passageway Fixture | L3097: LED Stairwell or Passageway Fixture | 20 | Fixture | 20 | Fixture | N/A | Fixture | 3097 | 3097 | 3097 | No | No | No | 100% | 100% | 100% | No | No | Only if NC Multi-Tech or NC > $10k Incentive |  |  | Lighting | 16
3903 | 3903 | 3903 | L3903 | L3903 | Not Eligible | Interior LED Signage | L3903: Interior LED Signage | 0.2 | Watt Reduced | 0.2 | Watt Reduced | N/A | Watt Reduced | 3903 | 3903 | 3903 | No | No | No | 100% | 100% | 100% | No | No | Yes | Lighting | A | Lighting | 16
3952 | 3952 | 3952 | L3952 | Not Eligible | Not Eligible | ENERGY STAR Omnidirectional/Decorative LED Lamp, 1,600-1,999 lumens, Interior | Not Eligible: ENERGY STAR Omnidirectional/Decorative LED Lamp, 1,600-1,999 lumens, Interior | 3 | Lamp | 3 | Lamp | N/A | Lamp | 3952 | 3952 | 3952 | No | No | No | 50% | 50% | 50% | No | No | Only if NC Multi-Tech or NC > $10k Incentive |  |  | Lighting | 17
3953 | 3953 | 3953 | L3953 | Not Eligible | Not Eligible | ENERGY STAR Omnidirectional/Decorative LED Lamp, 1,100-1,599 lumens, Interior | Not Eligible: ENERGY STAR Omnidirectional/Decorative LED Lamp, 1,100-1,599 lumens, Interior | 2 | Lamp | 2 | Lamp | N/A | Lamp | 3953 | 3953 | 3953 | No | No | No | 50% | 50% | 50% | No | No | Only if NC Multi-Tech or NC > $10k Incentive |  |  | Lighting | 17
3954 | 3954 | 3954 | L3954 | Not Eligible | Not Eligible | ENERGY STAR Omnidirectional/Decorative LED Lamp, 800-1,099 lumens, Interior | Not Eligible: ENERGY STAR Omnidirectional/Decorative LED Lamp, 800-1,099 lumens, Interior | 1.5 | Lamp | 1.5 | Lamp | N/A | Lamp | 3954 | 3954 | 3954 | No | No | No | 50% | 50% | 50% | No | No | Only if NC Multi-Tech or NC > $10k Incentive |  |  | Lighting | 17
3955 | 3955 | 3955 | L3955 | Not Eligible | Not Eligible | ENERGY STAR Omnidirectional/Decorative LED Lamp, 450-799 lumens, Interior | Not Eligible: ENERGY STAR Omnidirectional/Decorative LED Lamp, 450-799 lumens, Interior | 1 | Lamp | 1 | Lamp | N/A | Lamp | 3955 | 3955 | 3955 | No | No | No | 50% | 50% | 50% | No | No | Only if NC Multi-Tech or NC > $10k Incentive |  |  | Lighting | 17
3956 | 3956 | 3956 | L3956 | Not Eligible | Not Eligible | ENERGY STAR Omnidirectional/Decorative LED Lamp, 250-449 lumens, Interior | Not Eligible: ENERGY STAR Omnidirectional/Decorative LED Lamp, 250-449 lumens, Interior | 1 | Lamp | 1 | Lamp | N/A | Lamp | 3956 | 3956 | 3956 | No | No | No | 50% | 50% | 50% | No | No | Only if NC Multi-Tech or NC > $10k Incentive |  |  | Lighting | 17
3941 | 3941 | 3941 | L3941 | Not Eligible | Not Eligible | ENERGY STAR Directional LED replacing incandescent 120W – 250W, Interior | Not Eligible: ENERGY STAR Directional LED replacing incandescent 120W – 250W, Interior | 5 | Lamp | 5 | Lamp | N/A | Lamp | 3941 | 3941 | 3941 | No | No | No | 50% | 50% | 50% | No | No | Only if NC Multi-Tech or NC > $10k Incentive |  |  | Lighting | 17
3942 | 3942 | 3942 | L3942 | Not Eligible | Not Eligible | ENERGY STAR Directional LED replacing incandescent 100W – 119W, Interior | Not Eligible: ENERGY STAR Directional LED replacing incandescent 100W – 119W, Interior | 4 | Lamp | 4 | Lamp | N/A | Lamp | 3942 | 3942 | 3942 | No | No | No | 50% | 50% | 50% | No | No | Only if NC Multi-Tech or NC > $10k Incentive |  |  | Lighting | 17
3943 | 3943 | 3943 | L3943 | Not Eligible | Not Eligible | ENERGY STAR Directional LED replacing incandescent 75W – 99W, Interior | Not Eligible: ENERGY STAR Directional LED replacing incandescent 75W – 99W, Interior | 3 | Lamp | 3 | Lamp | N/A | Lamp | 3943 | 3943 | 3943 | No | No | No | 50% | 50% | 50% | No | No | Only if NC Multi-Tech or NC > $10k Incentive |  |  | Lighting | 17
3944 | 3944 | 3944 | L3944 | Not Eligible | Not Eligible | ENERGY STAR Directional LED replacing incandescent 55W – 74W, Interior | Not Eligible: ENERGY STAR Directional LED replacing incandescent 55W – 74W, Interior | 2 | Lamp | 2 | Lamp | N/A | Lamp | 3944 | 3944 | 3944 | No | No | No | 50% | 50% | 50% | No | No | Only if NC Multi-Tech or NC > $10k Incentive |  |  | Lighting | 17
3945 | 3945 | 3945 | L3945 | Not Eligible | Not Eligible | ENERGY STAR Directional LED replacing incandescent 36W – 54W, Interior | Not Eligible: ENERGY STAR Directional LED replacing incandescent 36W – 54W, Interior | 1.5 | Lamp | 1.5 | Lamp | N/A | Lamp | 3945 | 3945 | 3945 | No | No | No | 50% | 50% | 50% | No | No | Only if NC Multi-Tech or NC > $10k Incentive |  |  | Lighting | 17
3946 | 3946 | 3946 | L3946 | Not Eligible | Not Eligible | ENERGY STAR Directional LED replacing incandescent ≤ 35W, Interior | Not Eligible: ENERGY STAR Directional LED replacing incandescent ≤ 35W, Interior | 1 | Lamp | 1 | Lamp | N/A | Lamp | 3946 | 3946 | 3946 | No | No | No | 50% | 50% | 50% | No | No | Only if NC Multi-Tech or NC > $10k Incentive |  |  | Lighting | 17
3932 | 3932 | 3932 | L3932 | L3932 | Not Eligible | ENERGY STAR Directional LED replacing CFL ≥ 23W, Interior | L3932: ENERGY STAR Directional LED replacing CFL ≥ 23W, Interior | 1.75 | Lamp | 1.75 | Lamp | N/A | Lamp | 3932 | 3932 | 3932 | No | No | No | 50% | 50% | 50% | No | No | Only if NC Multi-Tech or NC > $10k Incentive |  |  | Lighting | 17
3933 | 3933 | 3933 | L3933 | L3933 | Not Eligible | ENERGY STAR Directional LED replacing CFL 14W – 22W, Interior | L3933: ENERGY STAR Directional LED replacing CFL 14W – 22W, Interior | 1.5 | Lamp | 1.5 | Lamp | N/A | Lamp | 3933 | 3933 | 3933 | No | No | No | 50% | 50% | 50% | No | No | Only if NC Multi-Tech or NC > $10k Incentive |  |  | Lighting | 17
3934 | 3934 | 3934 | L3934 | L3934 | Not Eligible | ENERGY STAR Directional LED replacing CFL ≤ 13W, Interior | L3934: ENERGY STAR Directional LED replacing CFL ≤ 13W, Interior | 1 | Lamp | 1 | Lamp | N/A | Lamp | 3934 | 3934 | 3934 | No | No | No | 50% | 50% | 50% | No | No | Only if NC Multi-Tech or NC > $10k Incentive |  |  | Lighting | 17
3962 | 3962 | 3962 | L3962 | L3962 | Not Eligible | DLC listed, Mogul Screw-Base (E39) LED lamp replacing HID | L3962: DLC listed, Mogul Screw-Base (E39) LED lamp replacing HID | 0.1 | Watt Reduced | 0.1 | Watt Reduced | N/A | Watt Reduced | 3962 | 3962 | 3962 | No | No | No | 100% | 100% | 100% | No | No | Yes | Lighting | A | Lighting | 18
4779 | 4779 | 4779 | L4779 | L4779 | Not Eligible | Four-pin base LED Lamp Replacing CFL | L4779: Four-pin base LED Lamp Replacing CFL | 0.1 | Watt Reduced | 0.1 | Watt Reduced | N/A | Watt Reduced | 4779 | 4779 | 4779 | No | No | No | 100% | 100% | 100% | No | No | Yes | Lighting | A | Lighting | 18
3511 | 3511 | 3511 | L3511 | Not Eligible | Not Eligible | 4' TLED, ≤24W, replacing 4' T8 or T12 Lamp w/External Driver (UL Type C) | Not Eligible: 4' TLED, ≤24W, replacing 4' T8 or T12 Lamp w/External Driver (UL Type C) | 1.5 | Lamp | 1.5 | Lamp | N/A | Lamp | 3511 | 3511 | 3511 | No | No | No | 50% | 50% | 50% | No | No | Only if NC Multi-Tech or NC > $10k Incentive |  |  | Lighting | 19
3759 | 3759 | 3759 | L3759 | Not Eligible | Not Eligible | 4' TLED, ≤24W, replacing 4' T8 or T12 Lamp, Direct Wire (UL Type B) | Not Eligible: 4' TLED, ≤24W, replacing 4' T8 or T12 Lamp, Direct Wire (UL Type B) | 1.5 | Lamp | 1.5 | Lamp | N/A | Lamp | 3759 | 3759 | 3759 | No | No | No | 50% | 50% | 50% | No | No | Only if NC Multi-Tech or NC > $10k Incentive |  |  | Lighting | 19
3512 | 3512 | 3512 | L3512 | Not Eligible | Not Eligible | 4' TLED, ≤24W, replacing 4' T8 or T12 Lamp Utilizing Existing Ballast (UL Type A) | Not Eligible: 4' TLED, ≤24W, replacing 4' T8 or T12 Lamp Utilizing Existing Ballast (UL Type A) | 1.25 | Lamp | 1.25 | Lamp | N/A | Lamp | 3512 | 3512 | 3512 | No | No | No | 50% | 50% | 50% | No | No | Only if NC Multi-Tech or NC > $10k Incentive |  |  | Lighting | 19
4803 | 4803 | 4803 | L4803 | Not Eligible | Not Eligible | LED Replacement of 4' T5 Lamp w/External Driver (UL Type C) | Not Eligible: LED Replacement of 4' T5 Lamp w/External Driver (UL Type C) | 2 | Lamp | 2 | Lamp | N/A | Lamp | 4803 | 4803 | 4803 | No | No | No | 50% | 50% | 50% | No | No | Only if NC Multi-Tech or NC > $10k Incentive |  |  | Lighting | 19
4804 | 4804 | 4804 | L4804 | Not Eligible | Not Eligible | LED Replacement of 4' T5HO Lamp w/External Driver (UL Type C) | Not Eligible: LED Replacement of 4' T5HO Lamp w/External Driver (UL Type C) | 3 | Lamp | 3 | Lamp | N/A | Lamp | 4804 | 4804 | 4804 | No | No | No | 50% | 50% | 50% | No | No | Only if NC Multi-Tech or NC > $10k Incentive |  |  | Lighting | 19
4805 | 4805 | 4805 | L4805 | Not Eligible | Not Eligible | LED Replacement of 4' T5 Lamp, Direct Wire (UL Type B) | Not Eligible: LED Replacement of 4' T5 Lamp, Direct Wire (UL Type B) | 2 | Lamp | 2 | Lamp | N/A | Lamp | 4805 | 4805 | 4805 | No | No | No | 50% | 50% | 50% | No | No | Only if NC Multi-Tech or NC > $10k Incentive |  |  | Lighting | 19
4806 | 4806 | 4806 | L4806 | Not Eligible | Not Eligible | LED Replacement of 4' T5HO Lamp, Direct Wire (UL Type B) | Not Eligible: LED Replacement of 4' T5HO Lamp, Direct Wire (UL Type B) | 3 | Lamp | 3 | Lamp | N/A | Lamp | 4806 | 4806 | 4806 | No | No | No | 50% | 50% | 50% | No | No | Only if NC Multi-Tech or NC > $10k Incentive |  |  | Lighting | 19
4807 | 4807 | 4807 | L4807 | Not Eligible | Not Eligible | LED Replacement of 4' T5 Lamp Utilizing Existing Ballast (UL Type A) | Not Eligible: LED Replacement of 4' T5 Lamp Utilizing Existing Ballast (UL Type A) | 1.5 | Lamp | 1.5 | Lamp | N/A | Lamp | 4807 | 4807 | 4807 | No | No | No | 50% | 50% | 50% | No | No | Only if NC Multi-Tech or NC > $10k Incentive |  |  | Lighting | 19
4808 | 4808 | 4808 | L4808 | Not Eligible | Not Eligible | LED Replacement of 4' T5HO Lamp Utilizing Existing Ballast (UL Type A) | Not Eligible: LED Replacement of 4' T5HO Lamp Utilizing Existing Ballast (UL Type A) | 2.5 | Lamp | 2.5 | Lamp | N/A | Lamp | 4808 | 4808 | 4808 | No | No | No | 50% | 50% | 50% | No | No | Only if NC Multi-Tech or NC > $10k Incentive |  |  | Lighting | 19
4797 | 4797 | 4797 | L4797 | L4797 | Not Eligible | LED Replacement of 2' T8 or T12 Lamp w/External Driver (UL Type C) | L4797: LED Replacement of 2' T8 or T12 Lamp w/External Driver (UL Type C) | 1.25 | Lamp | 1.25 | Lamp | N/A | Lamp | 4797 | 4797 | 4797 | No | No | No | 50% | 50% | 50% | No | No | Only if NC Multi-Tech or NC > $10k Incentive |  |  | Lighting | 20
4798 | 4798 | 4798 | L4798 | L4798 | Not Eligible | LED Replacement of 2' T8 or T12 Lamp, Direct Wire (UL Type B) | L4798: LED Replacement of 2' T8 or T12 Lamp, Direct Wire (UL Type B) | 1.5 | Lamp | 1.5 | Lamp | N/A | Lamp | 4798 | 4798 | 4798 | No | No | No | 50% | 50% | 50% | No | No | Only if NC Multi-Tech or NC > $10k Incentive |  |  | Lighting | 20
4799 | 4799 | 4799 | L4799 | L4799 | Not Eligible | LED Replacement of 2' T8 or T12 Lamp Utilizing Existing Ballast (UL Type A) | L4799: LED Replacement of 2' T8 or T12 Lamp Utilizing Existing Ballast (UL Type A) | 1 | Lamp | 1 | Lamp | N/A | Lamp | 4799 | 4799 | 4799 | No | No | No | 50% | 50% | 50% | No | No | Only if NC Multi-Tech or NC > $10k Incentive |  |  | Lighting | 20
4800 | 4800 | 4800 | L4800 | L4800 | Not Eligible | LED Replacement of U-Bend T8 or T12 Lamp w/External Driver (UL Type C) | L4800: LED Replacement of U-Bend T8 or T12 Lamp w/External Driver (UL Type C) | 1.5 | Lamp | 1.5 | Lamp | N/A | Lamp | 4800 | 4800 | 4800 | No | No | No | 50% | 50% | 50% | No | No | Only if NC Multi-Tech or NC > $10k Incentive |  |  | Lighting | 20
4801 | 4801 | 4801 | L4801 | L4801 | Not Eligible | LED Replacement of U-Bend T8 or T12 Lamp, Direct Wire (UL Type B) | L4801: LED Replacement of U-Bend T8 or T12 Lamp, Direct Wire (UL Type B) | 2 | Lamp | 2 | Lamp | N/A | Lamp | 4801 | 4801 | 4801 | No | No | No | 50% | 50% | 50% | No | No | Only if NC Multi-Tech or NC > $10k Incentive |  |  | Lighting | 20
4802 | 4802 | 4802 | L4802 | L4802 | Not Eligible | LED Replacement of U-Bend T8 or T12 Lamp Utilizing Existing Ballast (UL Type A) | L4802: LED Replacement of U-Bend T8 or T12 Lamp Utilizing Existing Ballast (UL Type A) | 1.5 | Lamp | 1.5 | Lamp | N/A | Lamp | 4802 | 4802 | 4802 | No | No | No | 50% | 50% | 50% | No | No | Only if NC Multi-Tech or NC > $10k Incentive |  |  | Lighting | 20
4809 | 4809 | 4809 | L4809 | Not Eligible | Not Eligible | LED Replacement of 8' T8 or T12 Lamp w/External Driver (UL Type C) | Not Eligible: LED Replacement of 8' T8 or T12 Lamp w/External Driver (UL Type C) | 3.5 | Lamp | 3.5 | Lamp | N/A | Lamp | 4809 | 4809 | 4809 | No | No | No | 50% | 50% | 50% | No | No | Only if NC Multi-Tech or NC > $10k Incentive |  |  | Lighting | 20
4810 | 4810 | 4810 | L4810 | Not Eligible | Not Eligible | LED Replacement of 8' T8 or T12 Lamp, Direct Wire (UL Type B) | Not Eligible: LED Replacement of 8' T8 or T12 Lamp, Direct Wire (UL Type B) | 4 | Lamp | 4 | Lamp | N/A | Lamp | 4810 | 4810 | 4810 | No | No | No | 50% | 50% | 50% | No | No | Only if NC Multi-Tech or NC > $10k Incentive |  |  | Lighting | 20
4811 | 4811 | 4811 | L4811 | Not Eligible | Not Eligible | LED Replacement of 8' T8 or T12 Lamp Utilizing Existing Ballast (UL Type A) | Not Eligible: LED Replacement of 8' T8 or T12 Lamp Utilizing Existing Ballast (UL Type A) | 3 | Lamp | 3 | Lamp | N/A | Lamp | 4811 | 4811 | 4811 | No | No | No | 50% | 50% | 50% | No | No | Only if NC Multi-Tech or NC > $10k Incentive |  |  | Lighting | 20
4948 | 4948 | 4948 | Eligible under BNC | Eligible under BNC | N-L4948 | Lighting Power Density (LPD) better than code requirements | Eligible under BNC: Lighting Power Density (LPD) better than code requirements | N/A | kWh Reduced | N/A | kWh Reduced | 0.04 | kWh Reduced | 4948 | 4948 | 4948 | Yes-to NC Prgm | Yes-to NC Prgm | Yes-to NC Prgm | 100% | 100% | 100% | No | Yes | Yes | Lighting | B | Lighting | 21
[6 empty] | ----------------------LIGHTING CATALOG: EXTERIOR FIXTURES AND LAMPS---------------------------- | ----------------------LIGHTING CATALOG: EXTERIOR FIXTURES AND LAMPS---------------------------- | [20 empty] | Lighting
4280 | 4280 | 4280 | L4280 | Not Eligible | N-L4280 | Outdoor LED Fixture or Retrofit Kit – Low Output ≤4,999 lumens | Not Eligible: Outdoor LED Fixture or Retrofit Kit – Low Output ≤4,999 lumens | 15 | Fixture | 15 | Fixture | 10 | Fixture | 4280 | 4280 | 4280 | Yes-to NC Prgm | Yes-to NC Prgm | Yes-to NC Prgm | 100% | 100% | 100% | No | No | Only if NC Multi-Tech or NC > $10k Incentive |  |  | Lighting | 24
4281 | 4281 | 4281 | L4281 | Not Eligible | N-L4281 | Outdoor LED Fixture or Retrofit Kit – Mid Output 5,000 – 9,999 lumens | Not Eligible: Outdoor LED Fixture or Retrofit Kit – Mid Output 5,000 – 9,999 lumens | 25 | Fixture | 25 | Fixture | 20 | Fixture | 4281 | 4281 | 4281 | Yes-to NC Prgm | Yes-to NC Prgm | Yes-to NC Prgm | 100% | 100% | 100% | No | No | Only if NC Multi-Tech or NC > $10k Incentive |  |  | Lighting | 24
4282 | 4282 | 4282 | L4282 | Not Eligible | N-L4282 | Outdoor LED Fixture or Retrofit Kit – High Output 10,000 – 29,999 lumens | Not Eligible: Outdoor LED Fixture or Retrofit Kit – High Output 10,000 – 29,999 lumens | 50 | Fixture | 50 | Fixture | 50 | Fixture | 4282 | 4282 | 4282 | Yes-to NC Prgm | Yes-to NC Prgm | Yes-to NC Prgm | 100% | 100% | 100% | No | No | Only if NC Multi-Tech or NC > $10k Incentive |  |  | Lighting | 24
4283 | 4283 | 4283 | L4283 | Not Eligible | N-L4283 | Outdoor LED Fixture or Retrofit Kit – Very High Output ≥30,000 lumens | Not Eligible: Outdoor LED Fixture or Retrofit Kit – Very High Output ≥30,000 lumens | 120 | Fixture | 120 | Fixture | 100 | Fixture | 4283 | 4283 | 4283 | Yes-to NC Prgm | Yes-to NC Prgm | Yes-to NC Prgm | 100% | 100% | 100% | No | No | Only if NC Multi-Tech or NC > $10k Incentive |  |  | Lighting | 24
4356 | 4356 | 4356 | L4356 | Not Eligible | N-L4356 | LED Downlight Fixtures replacing or instead of Incandescent, CFL or HID fixture, Exterior | Not Eligible: LED Downlight Fixtures replacing or instead of Incandescent, CFL or HID fixture, Exterior | 0.13 | Watt Reduced | 0.13 | Watt Reduced | 0.1 | Watt Reduced | 4356 | 4356 | 4356 | Yes-to NC Prgm | Yes-to NC Prgm | Yes-to NC Prgm | 100% | 100% | 100% | No | No | Yes | Lighting | A | Lighting | 25
4781 | 4781 | 4781 | L4781 | Not Eligible | N-L4781 | LED Fixture < 11 W/ft Replacing or Instead of 1L or 2L T8/T12 in Cross Section - 12 Hours/Day | Not Eligible: LED Fixture < 11 W/ft Replacing or Instead of 1L or 2L T8/T12 in Cross Section - 12 Hours/Day | 2 | Linear Foot | 2 | Linear Foot | 1 | Linear Foot | 4781 | 4781 | 4781 | Yes-to NC Prgm | Yes-to NC Prgm | Yes-to NC Prgm | 100% | 100% | 100% | No | No | Only if NC Multi-Tech or NC > $10k Incentive |  |  | Lighting | 25
4782 | 4782 | 4782 | L4782 | Not Eligible | N-L4782 | LED Fixture < 11 W/ft Replacing or Instead of 1L or 2L T8/T12 in Cross Section - 24 Hours/Day | Not Eligible: LED Fixture < 11 W/ft Replacing or Instead of 1L or 2L T8/T12 in Cross Section - 24 Hours/Day | 2 | Linear Foot | 2 | Linear Foot | 1 | Linear Foot | 4782 | 4782 | 4782 | Yes-to NC Prgm | Yes-to NC Prgm | Yes-to NC Prgm | 100% | 100% | 100% | No | No | Only if NC Multi-Tech or NC > $10k Incentive |  |  | Lighting | 25
4783 | 4783 | 4783 | L4783 | Not Eligible | N-L4783 | LED Fixture < 24 W/ft Replacing or Instead of 3L or 4L T8/T12 in Cross Section - 12 Hours/Day | Not Eligible: LED Fixture < 24 W/ft Replacing or Instead of 3L or 4L T8/T12 in Cross Section - 12 Hours/Day | 5 | Linear Foot | 5 | Linear Foot | 3 | Linear Foot | 4783 | 4783 | 4783 | Yes-to NC Prgm | Yes-to NC Prgm | Yes-to NC Prgm | 100% | 100% | 100% | No | No | Only if NC Multi-Tech or NC > $10k Incentive |  |  | Lighting | 25
4784 | 4784 | 4784 | L4784 | Not Eligible | N-L4784 | LED Fixture < 24 W/ft Replacing or Instead of 3L or 4L T8/T12 in Cross Section - 24 Hours/Day | Not Eligible: LED Fixture < 24 W/ft Replacing or Instead of 3L or 4L T8/T12 in Cross Section - 24 Hours/Day | 5 | Linear Foot | 5 | Linear Foot | 3 | Linear Foot | 4784 | 4784 | 4784 | Yes-to NC Prgm | Yes-to NC Prgm | Yes-to NC Prgm | 100% | 100% | 100% | No | No | Only if NC Multi-Tech or NC > $10k Incentive |  |  | Lighting | 25
4785 | 4785 | 4785 | L4785 | Not Eligible | N-L4785 | LED Fixture < 12 W/ft Replacing or Instead of 1L or 2L T5 in Cross Section - 12 Hours/Day | Not Eligible: LED Fixture < 12 W/ft Replacing or Instead of 1L or 2L T5 in Cross Section - 12 Hours/Day | 2 | Linear Foot | 2 | Linear Foot | 1 | Linear Foot | 4785 | 4785 | 4785 | Yes-to NC Prgm | Yes-to NC Prgm | Yes-to NC Prgm | 100% | 100% | 100% | No | No | Only if NC Multi-Tech or NC > $10k Incentive |  |  | Lighting | 25
4786 | 4786 | 4786 | L4786 | Not Eligible | N-L4786 | LED Fixture < 12 W/ft Replacing or Instead of 1L or 2L T5 in Cross Section - 24 Hours/Day | Not Eligible: LED Fixture < 12 W/ft Replacing or Instead of 1L or 2L T5 in Cross Section - 24 Hours/Day | 2 | Linear Foot | 2 | Linear Foot | 1 | Linear Foot | 4786 | 4786 | 4786 | Yes-to NC Prgm | Yes-to NC Prgm | Yes-to NC Prgm | 100% | 100% | 100% | No | No | Only if NC Multi-Tech or NC > $10k Incentive |  |  | Lighting | 25
4787 | 4787 | 4787 | L4787 | Not Eligible | N-L4787 | LED Fixture < 28 W/ft Replacing or Instead of 3L or 4L T5 in Cross Section - 12 Hours/Day | Not Eligible: LED Fixture < 28 W/ft Replacing or Instead of 3L or 4L T5 in Cross Section - 12 Hours/Day | 5 | Linear Foot | 5 | Linear Foot | 3 | Linear Foot | 4787 | 4787 | 4787 | Yes-to NC Prgm | Yes-to NC Prgm | Yes-to NC Prgm | 100% | 100% | 100% | No | No | Only if NC Multi-Tech or NC > $10k Incentive |  |  | Lighting | 25
4788 | 4788 | 4788 | L4788 | Not Eligible | N-L4788 | LED Fixture < 28 W/ft Replacing or Instead of 3L or 4L T5 in Cross Section - 24 Hours/Day | Not Eligible: LED Fixture < 28 W/ft Replacing or Instead of 3L or 4L T5 in Cross Section - 24 Hours/Day | 5 | Linear Foot | 5 | Linear Foot | 3 | Linear Foot | 4788 | 4788 | 4788 | Yes-to NC Prgm | Yes-to NC Prgm | Yes-to NC Prgm | 100% | 100% | 100% | No | No | Only if NC Multi-Tech or NC > $10k Incentive |  |  | Lighting | 25
4316 | 4316 | 4316 | L4316 | L4316 | Not Eligible | 4' 2-lamp TLED <24W replacing 8' 1-lamp T8 or T12, 24 Hour, Exterior | L4316: 4' 2-lamp TLED <24W replacing 8' 1-lamp T8 or T12, 24 Hour, Exterior | 10 | Fixture | 10 | Fixture | N/A | Fixture | 4316 | 4316 | 4316 | No | No | No | 100% | 100% | 100% | No | No | Only if NC Multi-Tech or NC > $10k Incentive |  |  | Lighting | 26
4315 | 4315 | 4315 | L4315 | L4315 | Not Eligible | 4' 2-lamp TLED <24W replacing 8' 1-lamp T8 or T12, 12 Hour, Exterior | L4315: 4' 2-lamp TLED <24W replacing 8' 1-lamp T8 or T12, 12 Hour, Exterior | 10 | Fixture | 10 | Fixture | N/A | Fixture | 4315 | 4315 | 4315 | No | No | No | 100% | 100% | 100% | No | No | Only if NC Multi-Tech or NC > $10k Incentive |  |  | Lighting | 26
4319 | 4319 | 4319 | L4319 | L4319 | Not Eligible | 4' 2-lamp TLED <24W replacing 8' 1-lamp T8HO or T12HO, 24 Hour, Exterior | L4319: 4' 2-lamp TLED <24W replacing 8' 1-lamp T8HO or T12HO, 24 Hour, Exterior | 10 | Fixture | 10 | Fixture | N/A | Fixture | 4319 | 4319 | 4319 | No | No | No | 100% | 100% | 100% | No | No | Only if NC Multi-Tech or NC > $10k Incentive |  |  | Lighting | 26
4318 | 4318 | 4318 | L4318 | L4318 | Not Eligible | 4' 2-lamp TLED <24W replacing 8' 1-lamp T8HO or T12HO, 12 Hour, Exterior | L4318: 4' 2-lamp TLED <24W replacing 8' 1-lamp T8HO or T12HO, 12 Hour, Exterior | 10 | Fixture | 10 | Fixture | N/A | Fixture | 4318 | 4318 | 4318 | No | No | No | 100% | 100% | 100% | No | No | Only if NC Multi-Tech or NC > $10k Incentive |  |  | Lighting | 26
4322 | 4322 | 4322 | L4322 | L4322 | Not Eligible | 4’ 4-lamp TLED <24W replacing 8' 2-lamp T8 or T12, 24 Hour, Exterior | L4322: 4’ 4-lamp TLED <24W replacing 8' 2-lamp T8 or T12, 24 Hour, Exterior | 12.5 | Fixture | 12.5 | Fixture | N/A | Fixture | 4322 | 4322 | 4322 | No | No | No | 100% | 100% | 100% | No | No | Only if NC Multi-Tech or NC > $10k Incentive |  |  | Lighting | 26
4321 | 4321 | 4321 | L4321 | L4321 | Not Eligible | 4’ 4-lamp TLED <24W replacing 8' 2-lamp T8 or T12, 12 Hour, Exterior | L4321: 4’ 4-lamp TLED <24W replacing 8' 2-lamp T8 or T12, 12 Hour, Exterior | 12.5 | Fixture | 12.5 | Fixture | N/A | Fixture | 4321 | 4321 | 4321 | No | No | No | 100% | 100% | 100% | No | No | Only if NC Multi-Tech or NC > $10k Incentive |  |  | Lighting | 26
4325 | 4325 | 4325 | L4325 | L4325 | Not Eligible | 4' 4-lamp TLED <24W replacing 8' 2-lamp T8HO or T12HO, 24 Hour, Exterior | L4325: 4' 4-lamp TLED <24W replacing 8' 2-lamp T8HO or T12HO, 24 Hour, Exterior | 12.5 | Fixture | 12.5 | Fixture | N/A | Fixture | 4325 | 4325 | 4325 | No | No | No | 100% | 100% | 100% | No | No | Only if NC Multi-Tech or NC > $10k Incentive |  |  | Lighting | 26
4324 | 4324 | 4324 | L4324 | L4324 | Not Eligible | 4' 4-lamp TLED <24W replacing 8' 2-lamp T8HO or T12HO, 12 Hour, Exterior | L4324: 4' 4-lamp TLED <24W replacing 8' 2-lamp T8HO or T12HO, 12 Hour, Exterior | 12.5 | Fixture | 12.5 | Fixture | N/A | Fixture | 4324 | 4324 | 4324 | No | No | No | 100% | 100% | 100% | No | No | Only if NC Multi-Tech or NC > $10k Incentive |  |  | Lighting | 26
4328 | 4328 | 4328 | L4328 | L4328 | Not Eligible | 4' 2-lamp TLED <24W replacing 8' 2-lamp T8 or T12, 24 Hour, Exterior | L4328: 4' 2-lamp TLED <24W replacing 8' 2-lamp T8 or T12, 24 Hour, Exterior | 22.5 | Fixture | 22.5 | Fixture | N/A | Fixture | 4328 | 4328 | 4328 | No | No | No | 100% | 100% | 100% | No | No | Only if NC Multi-Tech or NC > $10k Incentive |  |  | Lighting | 26
4327 | 4327 | 4327 | L4327 | L4327 | Not Eligible | 4' 2-lamp TLED <24W replacing 8' 2-lamp T8 or T12, 12 Hour, Exterior | L4327: 4' 2-lamp TLED <24W replacing 8' 2-lamp T8 or T12, 12 Hour, Exterior | 22.5 | Fixture | 22.5 | Fixture | N/A | Fixture | 4327 | 4327 | 4327 | No | No | No | 100% | 100% | 100% | No | No | Only if NC Multi-Tech or NC > $10k Incentive |  |  | Lighting | 26
4331 | 4331 | 4331 | L4331 | L4331 | Not Eligible | 4' 2-lamp TLED <24W replacing 8' 2-lamp T8HO or T12HO, 24 Hour, Exterior | L4331: 4' 2-lamp TLED <24W replacing 8' 2-lamp T8HO or T12HO, 24 Hour, Exterior | 22.5 | Fixture | 22.5 | Fixture | N/A | Fixture | 4331 | 4331 | 4331 | No | No | No | 100% | 100% | 100% | No | No | Only if NC Multi-Tech or NC > $10k Incentive |  |  | Lighting | 26
4330 | 4330 | 4330 | L4330 | L4330 | Not Eligible | 4' 2-lamp TLED <24W replacing 8' 2-lamp T8HO or T12HO, 12 Hour, Exterior | L4330: 4' 2-lamp TLED <24W replacing 8' 2-lamp T8HO or T12HO, 12 Hour, Exterior | 22.5 | Fixture | 22.5 | Fixture | N/A | Fixture | 4330 | 4330 | 4330 | No | No | No | 100% | 100% | 100% | No | No | Only if NC Multi-Tech or NC > $10k Incentive |  |  | Lighting | 26
3157 | 3157 | 3157 | L3157 | L3157 | N-L3157 | LED Porch fixtures, replacing 60-100W Incandescent | L3157: LED Porch fixtures, replacing 60-100W Incandescent | 8 | Fixture | 8 | Fixture | 4 | Fixture | 3157 | 3157 | 3157 | Yes-to NC Prgm | Yes-to NC Prgm | Yes-to NC Prgm | 100% | 100% | 100% | No | No | Only if NC Multi-Tech or NC > $10k Incentive |  |  | Lighting | 26
3904 | 3904 | 3904 | L3904 | L3904 | Not Eligible | Exterior LED Signage | L3904: Exterior LED Signage | 0.2 | Watt Reduced | 0.2 | Watt Reduced | N/A | Watt Reduced | 3904 | 3904 | 3904 | No | No | No | 100% | 100% | 100% | No | No | Yes | Lighting | A | Lighting | 27
3963 | 3963 | 3963 | L3963 | Not Eligible | Not Eligible | DLC listed, Mogul Screw-Base (E39) lamp replacing HID, Exterior | Not Eligible: DLC listed, Mogul Screw-Base (E39) lamp replacing HID, Exterior | 0.15 | Watt Reduced | 0.15 | Watt Reduced | N/A | Watt Reduced | 3963 | 3963 | 3963 | No | No | No | 100% | 100% | 100% | No | No | Yes | Lighting | A | Lighting | 28
3947 | 3947 | 3947 | L3947 | L3947 | N-L3947 | ENERGY STAR Omnidirectional/Decorative LED Lamp, 1,600-1,999 lumens, Exterior | L3947: ENERGY STAR Omnidirectional/Decorative LED Lamp, 1,600-1,999 lumens, Exterior | 3 | Lamp | 3 | Lamp | 3 | Lamp | 3947 | 3947 | 3947 | Yes-to NC Prgm | Yes-to NC Prgm | Yes-to NC Prgm | 50% | 50% | 50% | No | No | Only if NC Multi-Tech or NC > $10k Incentive |  |  | Lighting | 29
3948 | 3948 | 3948 | L3948 | L3948 | N-L3948 | ENERGY STAR Omnidirectional/Decorative LED Lamp, 1,100-1,599 lumens, Exterior | L3948: ENERGY STAR Omnidirectional/Decorative LED Lamp, 1,100-1,599 lumens, Exterior | 2 | Lamp | 2 | Lamp | 2 | Lamp | 3948 | 3948 | 3948 | Yes-to NC Prgm | Yes-to NC Prgm | Yes-to NC Prgm | 50% | 50% | 50% | No | No | Only if NC Multi-Tech or NC > $10k Incentive |  |  | Lighting | 29
3949 | 3949 | 3949 | L3949 | L3949 | N-L3949 | ENERGY STAR Omnidirectional/Decorative LED Lamp, 800-1,099 lumens, Exterior | L3949: ENERGY STAR Omnidirectional/Decorative LED Lamp, 800-1,099 lumens, Exterior | 1.5 | Lamp | 1.5 | Lamp | 1.5 | Lamp | 3949 | 3949 | 3949 | Yes-to NC Prgm | Yes-to NC Prgm | Yes-to NC Prgm | 50% | 50% | 50% | No | No | Only if NC Multi-Tech or NC > $10k Incentive |  |  | Lighting | 29
3950 | 3950 | 3950 | L3950 | L3950 | N-L3950 | ENERGY STAR Omnidirectional/Decorative LED Lamp, 450-799 lumens, Exterior | L3950: ENERGY STAR Omnidirectional/Decorative LED Lamp, 450-799 lumens, Exterior | 1 | Lamp | 1 | Lamp | 1 | Lamp | 3950 | 3950 | 3950 | Yes-to NC Prgm | Yes-to NC Prgm | Yes-to NC Prgm | 50% | 50% | 50% | No | No | Only if NC Multi-Tech or NC > $10k Incentive |  |  | Lighting | 29
3951 | 3951 | 3951 | L3951 | L3951 | N-L3951 | ENERGY STAR Omnidirectional/Decorative LED Lamp, 250-449 lumens, Exterior | L3951: ENERGY STAR Omnidirectional/Decorative LED Lamp, 250-449 lumens, Exterior | 1 | Lamp | 1 | Lamp | 1 | Lamp | 3951 | 3951 | 3951 | Yes-to NC Prgm | Yes-to NC Prgm | Yes-to NC Prgm | 50% | 50% | 50% | No | No | Only if NC Multi-Tech or NC > $10k Incentive |  |  | Lighting | 29
3935 | 3935 | 3935 | L3935 | L3935 | Not Eligible | ENERGY STAR Directional LED replacing incandescent 120W – 250W, Exterior | L3935: ENERGY STAR Directional LED replacing incandescent 120W – 250W, Exterior | 5 | Lamp | 5 | Lamp | N/A | Lamp | 3935 | 3935 | 3935 | No | No | No | 50% | 50% | 50% | No | No | Only if NC Multi-Tech or NC > $10k Incentive |  |  | Lighting | 29
3936 | 3936 | 3936 | L3936 | L3936 | Not Eligible | ENERGY STAR Directional LED replacing incandescent 100W – 119W, Exterior | L3936: ENERGY STAR Directional LED replacing incandescent 100W – 119W, Exterior | 4 | Lamp | 4 | Lamp | N/A | Lamp | 3936 | 3936 | 3936 | No | No | No | 50% | 50% | 50% | No | No | Only if NC Multi-Tech or NC > $10k Incentive |  |  | Lighting | 29
3937 | 3937 | 3937 | L3937 | L3937 | Not Eligible | ENERGY STAR Directional LED replacing incandescent 75W – 99W, Exterior | L3937: ENERGY STAR Directional LED replacing incandescent 75W – 99W, Exterior | 3 | Lamp | 3 | Lamp | N/A | Lamp | 3937 | 3937 | 3937 | No | No | No | 50% | 50% | 50% | No | No | Only if NC Multi-Tech or NC > $10k Incentive |  |  | Lighting | 29
3938 | 3938 | 3938 | L3938 | L3938 | Not Eligible | ENERGY STAR Directional LED replacing incandescent 55W – 74W, Exterior | L3938: ENERGY STAR Directional LED replacing incandescent 55W – 74W, Exterior | 2 | Lamp | 2 | Lamp | N/A | Lamp | 3938 | 3938 | 3938 | No | No | No | 50% | 50% | 50% | No | No | Only if NC Multi-Tech or NC > $10k Incentive |  |  | Lighting | 29
3939 | 3939 | 3939 | L3939 | L3939 | Not Eligible | ENERGY STAR Directional LED replacing incandescent 36W – 54W, Exterior | L3939: ENERGY STAR Directional LED replacing incandescent 36W – 54W, Exterior | 1.5 | Lamp | 1.5 | Lamp | N/A | Lamp | 3939 | 3939 | 3939 | No | No | No | 50% | 50% | 50% | No | No | Only if NC Multi-Tech or NC > $10k Incentive |  |  | Lighting | 29
3940 | 3940 | 3940 | L3940 | L3940 | Not Eligible | ENERGY STAR Directional LED replacing incandescent ≤ 35W, Exterior | L3940: ENERGY STAR Directional LED replacing incandescent ≤ 35W, Exterior | 1 | Lamp | 1 | Lamp | N/A | Lamp | 3940 | 3940 | 3940 | No | No | No | 50% | 50% | 50% | No | No | Only if NC Multi-Tech or NC > $10k Incentive |  |  | Lighting | 29
3929 | 3929 | 3929 | L3929 | L3929 | N-L3929 | ENERGY STAR Directional LED replacing CFL ≥ 23W, Exterior | L3929: ENERGY STAR Directional LED replacing CFL ≥ 23W, Exterior | 1.75 | Lamp | 1.75 | Lamp | 0.9 | Lamp | 3929 | 3929 | 3929 | Yes-to NC Prgm | Yes-to NC Prgm | Yes-to NC Prgm | 50% | 50% | 50% | No | No | Only if NC Multi-Tech or NC > $10k Incentive |  |  | Lighting | 29
3930 | 3930 | 3930 | L3930 | L3930 | N-L3930 | ENERGY STAR Directional LED replacing CFL 14W – 22W, Exterior | L3930: ENERGY STAR Directional LED replacing CFL 14W – 22W, Exterior | 1.5 | Lamp | 1.5 | Lamp | 0.6 | Lamp | 3930 | 3930 | 3930 | Yes-to NC Prgm | Yes-to NC Prgm | Yes-to NC Prgm | 50% | 50% | 50% | No | No | Only if NC Multi-Tech or NC > $10k Incentive |  |  | Lighting | 29
3931 | 3931 | 3931 | L3931 | L3931 | N-L3931 | ENERGY STAR Directional LED replacing CFL ≤ 13W, Exterior | L3931: ENERGY STAR Directional LED replacing CFL ≤ 13W, Exterior | 1 | Lamp | 1 | Lamp | 0.4 | Lamp | 3931 | 3931 | 3931 | Yes-to NC Prgm | Yes-to NC Prgm | Yes-to NC Prgm | 50% | 50% | 50% | No | No | Only if NC Multi-Tech or NC > $10k Incentive |  |  | Lighting | 29
4353 | 4353 | 4353 | L4353 | Not Eligible | Not Eligible | 24 Hour, LED Replacement of 4' T8 or T12 Lamp w/External Driver (UL Type C), Exterior | Not Eligible: 24 Hour, LED Replacement of 4' T8 or T12 Lamp w/External Driver (UL Type C), Exterior | 2 | Lamp | 2 | Lamp | N/A | Lamp | 4353 | 4353 | 4353 | No | No | No | 50% | 50% | 50% | No | No | Only if NC Multi-Tech or NC > $10k Incentive |  |  | Lighting | 30
4351 | 4351 | 4351 | L4351 | Not Eligible | Not Eligible | 24 Hour, LED Replacement of 4' T8 or T12 Lamp, Direct Wire (UL Type B), Exterior | Not Eligible: 24 Hour, LED Replacement of 4' T8 or T12 Lamp, Direct Wire (UL Type B), Exterior | 2 | Lamp | 2 | Lamp | N/A | Lamp | 4351 | 4351 | 4351 | No | No | No | 50% | 50% | 50% | No | No | Only if NC Multi-Tech or NC > $10k Incentive |  |  | Lighting | 30
4349 | 4349 | 4349 | L4349 | Not Eligible | Not Eligible | 24 Hour, LED Replacement of 4' T8 Lamp Utilizing Existing Ballast (UL Type A), Exterior | Not Eligible: 24 Hour, LED Replacement of 4' T8 Lamp Utilizing Existing Ballast (UL Type A), Exterior | 1.5 | Lamp | 1.5 | Lamp | N/A | Lamp | 4349 | 4349 | 4349 | No | No | No | 50% | 50% | 50% | No | No | Only if NC Multi-Tech or NC > $10k Incentive |  |  | Lighting | 30
4352 | 4352 | 4352 | L4352 | Not Eligible | Not Eligible | Dusk to Dawn, LED Replacement of 4' T8 or T12 Lamp w/External Driver (UL Type C), Exterior | Not Eligible: Dusk to Dawn, LED Replacement of 4' T8 or T12 Lamp w/External Driver (UL Type C), Exterior | 2 | Lamp | 2 | Lamp | N/A | Lamp | 4352 | 4352 | 4352 | No | No | No | 50% | 50% | 50% | No | No | Only if NC Multi-Tech or NC > $10k Incentive |  |  | Lighting | 30
4350 | 4350 | 4350 | L4350 | Not Eligible | Not Eligible | Dusk to Dawn, LED Replacement of 4' T8 or T12 Lamp, Direct Wire (UL Type B), Exterior | Not Eligible: Dusk to Dawn, LED Replacement of 4' T8 or T12 Lamp, Direct Wire (UL Type B), Exterior | 2 | Lamp | 2 | Lamp | N/A | Lamp | 4350 | 4350 | 4350 | No | No | No | 50% | 50% | 50% | No | No | Only if NC Multi-Tech or NC > $10k Incentive |  |  | Lighting | 30
4348 | 4348 | 4348 | L4348 | Not Eligible | Not Eligible | Dusk to Dawn, LED Replacement of 4' T8 Lamp Utilizing Existing Ballast (UL Type A), Exterior | Not Eligible: Dusk to Dawn, LED Replacement of 4' T8 Lamp Utilizing Existing Ballast (UL Type A), Exterior | 1.5 | Lamp | 1.5 | Lamp | N/A | Lamp | 4348 | 4348 | 4348 | No | No | No | 50% | 50% | 50% | No | No | Only if NC Multi-Tech or NC > $10k Incentive |  |  | Lighting | 30
[6 empty] | ----------------------LIGHTING CATALOG: CONTROLS---------------------------- | ----------------------LIGHTING CATALOG: CONTROLS---------------------------- | [9 empty] | No | No | No | [8 empty] | Lighting
3406 | 3406 | 3406 | L3406 | L3406 | Not Eligible | Daylighting Controls | L3406: Daylighting Controls | 0.05 | Watt Controlled | 0.05 | Watt Controlled | N/A | Watt Controlled | 3406 | 3406 | 3406 | No | No | No | 100% | 100% | 100% | No | No | Only if NC Multi-Tech or NC > $10k Incentive |  |  | Lighting | 34
3978 | 3978 | 3978 | L3978 | L3978 | Not Eligible | High Bay On/Off Occupancy Sensor Control | L3978: High Bay On/Off Occupancy Sensor Control | 10 | Controlled Fixture | 10 | Controlled Fixture | N/A | Controlled Fixture | 3978 | 3978 | 3978 | No | No | No | 100% | 100% | 100% | No | No | Only if NC Multi-Tech or NC > $10k Incentive |  |  | Lighting | 34
3979 | 3979 | 3979 | L3979 | L3979 | Not Eligible | High Bay Bi-Level Occupancy Control | L3979: High Bay Bi-Level Occupancy Control | 10 | Controlled Fixture | 10 | Controlled Fixture | N/A | Controlled Fixture | 3979 | 3979 | 3979 | No | No | No | 100% | 100% | 100% | No | No | Only if NC Multi-Tech or NC > $10k Incentive |  |  | Lighting | 34
4812 | 4812 | 4812 | L4812 | L4812 | Not Eligible | Non-High Bay Occupancy/Vacancy Sensor | L4812: Non-High Bay Occupancy/Vacancy Sensor | 0.05 | Watt Controlled | 0.05 | Watt Controlled | N/A | Watt Controlled | 4812 | 4812 | 4812 | No | No | No | 100% | 100% | 100% | No | No | Yes |  |  | Lighting | 35
[6 empty] | ----------------------HVAC CATALOG: HEATING SYSTEMS---------------------------- | ----------------------HVAC CATALOG: HEATING SYSTEMS---------------------------- | [20 empty] | HVAC
2218 | 2218 | 2218 | H2218 | Not Eligible | N-H2218 | Hot Water Boilers, < 300 MBh input, ≥90% AFUE | Not Eligible: Hot Water Boilers, < 300 MBh input, ≥90% AFUE | 3 | MBh | 3 | MBh | 3 | MBh | 2218 | 2218 | 2218 | Yes-to NC Prgm | Yes-to NC Prgm | Yes-to NC Prgm | 100% | 100% | 100% | No | No | Only if NC Multi-Tech or NC > $10k Incentive |  |  | HVAC | 14
3277 | 3277 | 3277 | H3277 | Not Eligible | N-H3277 | Hot Water Boilers, ≥300 MBh input, ≥85% thermal efficiency | Not Eligible: Hot Water Boilers, ≥300 MBh input, ≥85% thermal efficiency | 1 | MBh | 1 | MBh | 1 | MBh | 3277 | 3277 | 3277 | Yes-to NC Prgm | Yes-to NC Prgm | Yes-to NC Prgm | 100% | 100% | 100% | No | No | Only if NC Multi-Tech or NC > $10k Incentive |  |  | HVAC | 14
3276 | 3276 | 3276 | H3276 | Not Eligible | N-H3276 | Hot Water Boilers, ≥300 MBh input, ≥90% thermal efficiency | Not Eligible: Hot Water Boilers, ≥300 MBh input, ≥90% thermal efficiency | 3 | MBh | 3 | MBh | 3 | MBh | 3276 | 3276 | 3276 | Yes-to NC Prgm | Yes-to NC Prgm | Yes-to NC Prgm | 100% | 100% | 100% | No | No | Only if NC Multi-Tech or NC > $10k Incentive |  |  | HVAC | 14
2221 | 2221 | 2221 | H2221 | H2221 | Not Eligible | Outdoor Air Reset/Cutout Controls | H2221: Outdoor Air Reset/Cutout Controls | 60 | Control | 60 | Control | N/A | Control | 2221 | 2221 | 2221 | No | No | No | 100% | 100% | 100% | No | No | Yes |  |  | HVAC | 15
2205 | 2205 | 2205 | H2205 | H2205 | Not Eligible | Linkageless Controls, HVAC Boilers | H2205: Linkageless Controls, HVAC Boilers | 10 | BHP | 10 | BHP | N/A | BHP | 2205 | 2205 | 2205 | No | No | No | 50% | 50% | 50% | No | No | Yes |  |  | HVAC | 15
2206 | 2206 | 2206 | H2206 | H2206 | Not Eligible | O₂ Trim Controls, HVAC Boilers | H2206: O₂ Trim Controls, HVAC Boilers | 5 | BHP | 5 | BHP | N/A | BHP | 2206 | 2206 | 2206 | No | No | No | 50% | 50% | 50% | No | No | Yes |  |  | HVAC | 15
2203 | 2203 | 2203 | H2203 | H2203 | Not Eligible | High Turndown Burner, HVAC Boilers | H2203: High Turndown Burner, HVAC Boilers | 10 | BHP | 10 | BHP | N/A | BHP | 2203 | 2203 | 2203 | No | No | No | 50% | 50% | 50% | No | No | Yes |  |  | HVAC | 15
2225 | 2225 | 2225 | H2225 | H2225 | Not Eligible | Steam Trap Survey (HVAC) | H2225: Steam Trap Survey (HVAC) | 4 | Steam Trap | 4 | Steam Trap | N/A | Steam Trap | 2225 | 2225 | 2225 | No | No | No | 100% | 100% | 100% | No | No | Yes |  |  | HVAC | 16
4004 | 4004 | 4004 | H4004 | H4004 | Not Eligible | Steam Trap Repair, <10 psig General Heating, 7/32" or Smaller Trap | H4004: Steam Trap Repair, <10 psig General Heating, 7/32" or Smaller Trap | 25 | Steam Trap | 25 | Steam Trap | N/A | Steam Trap | 4004 | 4004 | 4004 | No | No | No | 100% | 100% | 100% | No | No | Yes |  |  | HVAC | 16
4005 | 4005 | 4005 | H4005 | H4005 | Not Eligible | Steam Trap Repair, <10 psig General Heating, 1/4" Trap | H4005: Steam Trap Repair, <10 psig General Heating, 1/4" Trap | 25 | Steam Trap | 25 | Steam Trap | N/A | Steam Trap | 4005 | 4005 | 4005 | No | No | No | 100% | 100% | 100% | No | No | Yes |  |  | HVAC | 16
4006 | 4006 | 4006 | H4006 | H4006 | Not Eligible | Steam Trap Repair, <10 psig General Heating, 5/16" Trap | H4006: Steam Trap Repair, <10 psig General Heating, 5/16" Trap | 25 | Steam Trap | 25 | Steam Trap | N/A | Steam Trap | 4006 | 4006 | 4006 | No | No | No | 100% | 100% | 100% | No | No | Yes |  |  | HVAC | 16
4007 | 4007 | 4007 | H4007 | H4007 | Not Eligible | Steam Trap Repair, <10 psig General Heating, 3/8" or Larger Trap | H4007: Steam Trap Repair, <10 psig General Heating, 3/8" or Larger Trap | 25 | Steam Trap | 25 | Steam Trap | N/A | Steam Trap | 4007 | 4007 | 4007 | No | No | No | 100% | 100% | 100% | No | No | Yes |  |  | HVAC | 16
4008 | 4008 | 4008 | H4008 | H4008 | Not Eligible | Steam Trap Repair, 10-49 psig General Heating, 7/32" or Smaller Trap | H4008: Steam Trap Repair, 10-49 psig General Heating, 7/32" or Smaller Trap | 40 | Steam Trap | 40 | Steam Trap | N/A | Steam Trap | 4008 | 4008 | 4008 | No | No | No | 100% | 100% | 100% | No | No | Yes |  |  | HVAC | 16
4009 | 4009 | 4009 | H4009 | H4009 | Not Eligible | Steam Trap Repair, 10-49 psig General Heating, 1/4" Trap | H4009: Steam Trap Repair, 10-49 psig General Heating, 1/4" Trap | 40 | Steam Trap | 40 | Steam Trap | N/A | Steam Trap | 4009 | 4009 | 4009 | No | No | No | 100% | 100% | 100% | No | No | Yes |  |  | HVAC | 16
4010 | 4010 | 4010 | H4010 | H4010 | Not Eligible | Steam Trap Repair, 10-49 psig General Heating, 5/16" Trap | H4010: Steam Trap Repair, 10-49 psig General Heating, 5/16" Trap | 40 | Steam Trap | 40 | Steam Trap | N/A | Steam Trap | 4010 | 4010 | 4010 | No | No | No | 100% | 100% | 100% | No | No | Yes |  |  | HVAC | 16
4011 | 4011 | 4011 | H4011 | H4011 | Not Eligible | Steam Trap Repair, 10-49 psig General Heating, 3/8" or Larger Trap | H4011: Steam Trap Repair, 10-49 psig General Heating, 3/8" or Larger Trap | 40 | Steam Trap | 40 | Steam Trap | N/A | Steam Trap | 4011 | 4011 | 4011 | No | No | No | 100% | 100% | 100% | No | No | Yes |  |  | HVAC | 16
4012 | 4012 | 4012 | H4012 | H4012 | Not Eligible | Steam Trap Repair, 50-124 psig General Heating, 7/32" or Smaller Trap | H4012: Steam Trap Repair, 50-124 psig General Heating, 7/32" or Smaller Trap | 60 | Steam Trap | 60 | Steam Trap | N/A | Steam Trap | 4012 | 4012 | 4012 | No | No | No | 100% | 100% | 100% | No | No | Yes |  |  | HVAC | 16
4013 | 4013 | 4013 | H4013 | H4013 | Not Eligible | Steam Trap Repair, 50-124 psig General Heating, 1/4" Trap | H4013: Steam Trap Repair, 50-124 psig General Heating, 1/4" Trap | 60 | Steam Trap | 60 | Steam Trap | N/A | Steam Trap | 4013 | 4013 | 4013 | No | No | No | 100% | 100% | 100% | No | No | Yes |  |  | HVAC | 16
4014 | 4014 | 4014 | H4014 | H4014 | Not Eligible | Steam Trap Repair, 50-124 psig General Heating, 5/16" Trap | H4014: Steam Trap Repair, 50-124 psig General Heating, 5/16" Trap | 60 | Steam Trap | 60 | Steam Trap | N/A | Steam Trap | 4014 | 4014 | 4014 | No | No | No | 100% | 100% | 100% | No | No | Yes |  |  | HVAC | 16
4015 | 4015 | 4015 | H4015 | H4015 | Not Eligible | Steam Trap Repair, 50-124 psig General Heating, 3/8" or Larger Trap | H4015: Steam Trap Repair, 50-124 psig General Heating, 3/8" or Larger Trap | 60 | Steam Trap | 60 | Steam Trap | N/A | Steam Trap | 4015 | 4015 | 4015 | No | No | No | 100% | 100% | 100% | No | No | Yes |  |  | HVAC | 16
4944 | 4944 | 4944 | H4944 | H4944 | Not Eligible | Steam Trap Repair, ≥125 psig General Heating, 7/32" or Smaller Trap | H4944: Steam Trap Repair, ≥125 psig General Heating, 7/32" or Smaller Trap | 100 | Steam Trap | 100 | Steam Trap | N/A | Steam Trap | 4944 | 4944 | 4944 | No | No | No | 100% | 100% | 100% | No | No | Yes |  |  | HVAC | 16
4945 | 4945 | 4945 | H4945 | H4945 | Not Eligible | Steam Trap Repair, ≥125 psig General Heating, 1/4" Trap | H4945: Steam Trap Repair, ≥125 psig General Heating, 1/4" Trap | 100 | Steam Trap | 100 | Steam Trap | N/A | Steam Trap | 4945 | 4945 | 4945 | No | No | No | 100% | 100% | 100% | No | No | Yes |  |  | HVAC | 16
4946 | 4946 | 4946 | H4946 | H4946 | Not Eligible | Steam Trap Repair, ≥125 psig General Heating, 5/16" Trap | H4946: Steam Trap Repair, ≥125 psig General Heating, 5/16" Trap | 100 | Steam Trap | 100 | Steam Trap | N/A | Steam Trap | 4946 | 4946 | 4946 | No | No | No | 100% | 100% | 100% | No | No | Yes |  |  | HVAC | 16
4947 | 4947 | 4947 | H4947 | H4947 | Not Eligible | Steam Trap Repair, ≥125 psig General Heating, 3/8" or Larger Trap | H4947: Steam Trap Repair, ≥125 psig General Heating, 3/8" or Larger Trap | 100 | Steam Trap | 100 | Steam Trap | N/A | Steam Trap | 4947 | 4947 | 4947 | No | No | No | 100% | 100% | 100% | No | No | Yes |  |  | HVAC | 16
2429 | 2429 | 2429 | H2429 | H2429 | Not Eligible | Insulation for Steam Fittings | H2429: Insulation for Steam Fittings | 8 | Fitting | 8 | Fitting | N/A | Fitting | 2429 | 2429 | 2429 | No | No | No | 100% | 100% | 100% | No | No | Only if NC Multi-Tech or NC > $10k Incentive |  |  | HVAC | 17
2430 | 2430 | 2430 | H2430 | H2430 | Not Eligible | Insulation for Steam Pipe | H2430: Insulation for Steam Pipe | 2 | Ft of Pipe | 2 | Ft of Pipe | N/A | Ft of Pipe | 2430 | 2430 | 2430 | No | No | No | 100% | 100% | 100% | No | No | Only if NC Multi-Tech or NC > $10k Incentive |  |  | HVAC | 17
3491 | 3491 | 3491 | H3491 | Not Eligible | N-H3491 | Furnace with ECM, ≥95%+ AFUE, NG | Not Eligible: Furnace with ECM, ≥95%+ AFUE, NG | 220 | Furnace | 220 | Furnace | 180 | Furnace | 3491 | 3491 | 3491 | Yes-to NC Prgm | Yes-to NC Prgm | Yes-to NC Prgm | 100% | 100% | 100% | No | No | Only if NC Multi-Tech or NC > $10k Incentive |  |  | HVAC | 18
3492 | 3492 | 3492 | H3492 | Not Eligible | N-H3492 | Furnace with ECM, ≥90%+ AFUE, NG | Not Eligible: Furnace with ECM, ≥90%+ AFUE, NG | 100 | Furnace | 100 | Furnace | 80 | Furnace | 3492 | 3492 | 3492 | Yes-to NC Prgm | Yes-to NC Prgm | Yes-to NC Prgm | 100% | 100% | 100% | No | No | Only if NC Multi-Tech or NC > $10k Incentive |  |  | HVAC | 18
2422 | 2422 | 2422 | H2422 | Not Eligible | N-H2422 | Infrared Heater | Not Eligible: Infrared Heater | 1.5 | MBh | 1.5 | MBh | 1 | MBh | 2422 | 2422 | 2422 | Yes-to NC Prgm | Yes-to NC Prgm | Yes-to NC Prgm | 100% | 100% | 100% | No | No | Only if NC Multi-Tech or NC > $10k Incentive |  |  | HVAC | 19
4753 | 4753 | 4753 | H4753 | Not Eligible | N-H4753 | Unit Heater, ≥ 90% Thermal Efficiency Heating Setpoint = 70°F | Not Eligible: Unit Heater, ≥ 90% Thermal Efficiency Heating Setpoint = 70°F | 2 | MBh | 2 | MBh | 1 | MBh | 4753 | 4753 | 4753 | Yes-to NC Prgm | Yes-to NC Prgm | Yes-to NC Prgm | 100% | 100% | 100% | No | No | Only if NC Multi-Tech or NC > $10k Incentive |  |  | HVAC | 19
4754 | 4754 | 4754 | H4754 | Not Eligible | N-H4754 | Unit Heater, ≥ 90% Thermal Efficiency Heating Setpoint = 65°F | Not Eligible: Unit Heater, ≥ 90% Thermal Efficiency Heating Setpoint = 65°F | 2 | MBh | 2 | MBh | 1 | MBh | 4754 | 4754 | 4754 | Yes-to NC Prgm | Yes-to NC Prgm | Yes-to NC Prgm | 100% | 100% | 100% | No | No | Only if NC Multi-Tech or NC > $10k Incentive |  |  | HVAC | 19
4755 | 4755 | 4755 | H4755 | Not Eligible | N-H4755 | Unit Heater, ≥ 90% Thermal Efficiency Heating Setpoint = 60°F | Not Eligible: Unit Heater, ≥ 90% Thermal Efficiency Heating Setpoint = 60°F | 2 | MBh | 2 | MBh | 1 | MBh | 4755 | 4755 | 4755 | Yes-to NC Prgm | Yes-to NC Prgm | Yes-to NC Prgm | 100% | 100% | 100% | No | No | Only if NC Multi-Tech or NC > $10k Incentive |  |  | HVAC | 19
4756 | 4756 | 4756 | H4756 | Not Eligible | N-H4756 | Unit Heater, ≥ 90% Thermal Efficiency Heating Setpoint = 55°F | Not Eligible: Unit Heater, ≥ 90% Thermal Efficiency Heating Setpoint = 55°F | 2 | MBh | 2 | MBh | 1 | MBh | 4756 | 4756 | 4756 | Yes-to NC Prgm | Yes-to NC Prgm | Yes-to NC Prgm | 100% | 100% | 100% | No | No | Only if NC Multi-Tech or NC > $10k Incentive |  |  | HVAC | 19
2699 | 2699 | 2699 | H2699 | H2699 | N-H2699 | PTHP <8,000 BTUh, ≥10.7 EER and ≥3.1 COP (NC = ≥12.7 EER and ≥3.1 COP) | H2699: PTHP <8,000 BTUh, ≥10.7 EER and ≥3.1 COP (NC = ≥12.7 EER and ≥3.1 COP) | 75 | PTHP | 75 | PTHP | 65 | PTHP | 2699 | 2699 | 2699 | Yes-to NC Prgm | Yes-to NC Prgm | Yes-to NC Prgm | 100% | 100% | 100% | No | No | Only if NC Multi-Tech or NC > $10k Incentive |  |  | HVAC | 20
2702 | 2702 | 2702 | H2702 | H2702 | N-H2702 | PTHP 8,000-9,999 BTUh, ≥10.4 EER and ≥3.0 COP (NC = ≥12.1 EER and ≥3.0 COP) | H2702: PTHP 8,000-9,999 BTUh, ≥10.4 EER and ≥3.0 COP (NC = ≥12.1 EER and ≥3.0 COP) | 75 | PTHP | 75 | PTHP | 65 | PTHP | 2702 | 2702 | 2702 | Yes-to NC Prgm | Yes-to NC Prgm | Yes-to NC Prgm | 100% | 100% | 100% | No | No | Only if NC Multi-Tech or NC > $10k Incentive |  |  | HVAC | 20
2701 | 2701 | 2701 | H2701 | H2701 | N-H2701 | PTHP 10,000-12,999 BTUh, ≥9.9 EER and ≥2.9 COP (NC = ≥10.9 EER and ≥2.9 COP) | H2701: PTHP 10,000-12,999 BTUh, ≥9.9 EER and ≥2.9 COP (NC = ≥10.9 EER and ≥2.9 COP) | 75 | PTHP | 75 | PTHP | 65 | PTHP | 2701 | 2701 | 2701 | Yes-to NC Prgm | Yes-to NC Prgm | Yes-to NC Prgm | 100% | 100% | 100% | No | No | Only if NC Multi-Tech or NC > $10k Incentive |  |  | HVAC | 20
2700 | 2700 | 2700 | H2700 | H2700 | N-H2700 | PTHP ≥13,000 BTUh, ≥9.3 EER and ≥2.9 COP (NC = ≥10.3 EER and ≥2.9 COP) | H2700: PTHP ≥13,000 BTUh, ≥9.3 EER and ≥2.9 COP (NC = ≥10.3 EER and ≥2.9 COP) | 75 | PTHP | 75 | PTHP | 65 | PTHP | 2700 | 2700 | 2700 | Yes-to NC Prgm | Yes-to NC Prgm | Yes-to NC Prgm | 100% | 100% | 100% | No | No | Only if NC Multi-Tech or NC > $10k Incentive |  |  | HVAC | 20
[6 empty] | ----------------------HVAC CATALOG: COOLING SYSTEMS---------------------------- | ----------------------HVAC CATALOG: COOLING SYSTEMS---------------------------- | [16 empty] | No | Only if NC Multi-Tech or NC > $10k Incentive |  |  | HVAC
4736 | 4736 | 4736 | H4736 | H4736 | N-H4736 | 15 SEER Split System A/C, < 5.42 tons | H4736: 15 SEER Split System A/C, < 5.42 tons | 50 | A/C Unit | 50 | A/C Unit | 25 | A/C Unit | 4736 | 4736 | 4736 | Yes-to NC Prgm | Yes-to NC Prgm | Yes-to NC Prgm | 100% | 100% | 100% | No | No | Yes |  |  | HVAC | 24
4737 | 4737 | 4737 | H4737 | H4737 | N-H4737 | 16 SEER Split System A/C, < 5.42 tons | H4737: 16 SEER Split System A/C, < 5.42 tons | 75 | A/C Unit | 75 | A/C Unit | 35 | A/C Unit | 4737 | 4737 | 4737 | Yes-to NC Prgm | Yes-to NC Prgm | Yes-to NC Prgm | 100% | 100% | 100% | No | No | Yes |  |  | HVAC | 24
4738 | 4738 | 4738 | H4738 | H4738 | N-H4738 | 17 SEER Split System A/C, < 5.42 tons | H4738: 17 SEER Split System A/C, < 5.42 tons | 100 | A/C Unit | 100 | A/C Unit | 50 | A/C Unit | 4738 | 4738 | 4738 | Yes-to NC Prgm | Yes-to NC Prgm | Yes-to NC Prgm | 100% | 100% | 100% | No | No | Yes |  |  | HVAC | 24
4739 | 4739 | 4739 | H4739 | H4739 | N-H4739 | 18 SEER Split System A/C, < 5.42 tons | H4739: 18 SEER Split System A/C, < 5.42 tons | 125 | A/C Unit | 125 | A/C Unit | 60 | A/C Unit | 4739 | 4739 | 4739 | Yes-to NC Prgm | Yes-to NC Prgm | Yes-to NC Prgm | 100% | 100% | 100% | No | No | Yes |  |  | HVAC | 24
4740 | 4740 | 4740 | H4740 | H4740 | N-H4740 | 15 SEER Single Package A/C, < 5.42 tons | H4740: 15 SEER Single Package A/C, < 5.42 tons | 50 | A/C Unit | 50 | A/C Unit | 25 | A/C Unit | 4740 | 4740 | 4740 | Yes-to NC Prgm | Yes-to NC Prgm | Yes-to NC Prgm | 100% | 100% | 100% | No | No | Yes |  |  | HVAC | 24
4741 | 4741 | 4741 | H4741 | H4741 | N-H4741 | 16 SEER Single Package A/C, < 5.42 tons | H4741: 16 SEER Single Package A/C, < 5.42 tons | 75 | A/C Unit | 75 | A/C Unit | 35 | A/C Unit | 4741 | 4741 | 4741 | Yes-to NC Prgm | Yes-to NC Prgm | Yes-to NC Prgm | 100% | 100% | 100% | No | No | Yes |  |  | HVAC | 24
4742 | 4742 | 4742 | H4742 | H4742 | N-H4742 | 17 SEER Single Package A/C, < 5.42 tons | H4742: 17 SEER Single Package A/C, < 5.42 tons | 100 | A/C Unit | 100 | A/C Unit | 50 | A/C Unit | 4742 | 4742 | 4742 | Yes-to NC Prgm | Yes-to NC Prgm | Yes-to NC Prgm | 100% | 100% | 100% | No | No | Yes |  |  | HVAC | 24
4743 | 4743 | 4743 | H4743 | H4743 | N-H4743 | 18 SEER Single Package A/C, < 5.42 tons | H4743: 18 SEER Single Package A/C, < 5.42 tons | 125 | A/C Unit | 125 | A/C Unit | 60 | A/C Unit | 4743 | 4743 | 4743 | Yes-to NC Prgm | Yes-to NC Prgm | Yes-to NC Prgm | 100% | 100% | 100% | No | No | Yes |  |  | HVAC | 24
4744 | 4744 | 4744 | H4744 | H4744 | N-H4744 | 15 SEER and 9.0 HSPF Heat Pump, < 5.42 tons | H4744: 15 SEER and 9.0 HSPF Heat Pump, < 5.42 tons | 50 | A/C Unit | 50 | A/C Unit | 25 | A/C Unit | 4744 | 4744 | 4744 | Yes-to NC Prgm | Yes-to NC Prgm | Yes-to NC Prgm | 100% | 100% | 100% | No | No | Yes |  |  | HVAC | 24
4745 | 4745 | 4745 | H4745 | H4745 | N-H4745 | 16 SEER and 9.0 HSPF Heat Pump, < 5.42 tons | H4745: 16 SEER and 9.0 HSPF Heat Pump, < 5.42 tons | 75 | A/C Unit | 75 | A/C Unit | 35 | A/C Unit | 4745 | 4745 | 4745 | Yes-to NC Prgm | Yes-to NC Prgm | Yes-to NC Prgm | 100% | 100% | 100% | No | No | Yes |  |  | HVAC | 24
4746 | 4746 | 4746 | H4746 | H4746 | N-H4746 | 17 SEER and 9.0 HSPF Heat Pump, < 5.42 tons | H4746: 17 SEER and 9.0 HSPF Heat Pump, < 5.42 tons | 100 | A/C Unit | 100 | A/C Unit | 50 | A/C Unit | 4746 | 4746 | 4746 | Yes-to NC Prgm | Yes-to NC Prgm | Yes-to NC Prgm | 100% | 100% | 100% | No | No | Yes |  |  | HVAC | 24
4747 | 4747 | 4747 | H4747 | H4747 | N-H4747 | 18 SEER and 9.0 HSPF Heat Pump, < 5.42 tons | H4747: 18 SEER and 9.0 HSPF Heat Pump, < 5.42 tons | 125 | A/C Unit | 125 | A/C Unit | 60 | A/C Unit | 4747 | 4747 | 4747 | Yes-to NC Prgm | Yes-to NC Prgm | Yes-to NC Prgm | 100% | 100% | 100% | No | No | Yes |  |  | HVAC | 24
4368 | 4368 | 4368 | H4368 | H4368 | N-H4368 | DX Cooling ≥ 5.42 to < 11.25 tons, Min. Eff. = 12.0 EER and 13.8 IEER (additional incentive on IEER) | H4368: DX Cooling ≥ 5.42 to < 11.25 tons, Min. Eff. = 12.0 EER and 13.8 IEER (additional incentive on IEER) | $25+$5/1.0 IEER > Min | Ton | $25+$5/1.0 IEER > Min | Ton | $20+$3/1.0 IEER > Min | Ton | 4368 | 4368 | 4368 | Yes-to NC Prgm | Yes-to NC Prgm | Yes-to NC Prgm | 100% | 100% | 100% | Yes | Yes | Yes | HVAC/Plumbing | A1 | HVAC | 25
4369 | 4369 | 4369 | H4369 | H4369 | N-H4369 | DX Cooling ≥ 11.25 to < 20.00 tons, Min. Eff. = 12.0 EER and 13.0 IEER (additional incentive on IEER) | H4369: DX Cooling ≥ 11.25 to < 20.00 tons, Min. Eff. = 12.0 EER and 13.0 IEER (additional incentive on IEER) | $25+$5/1.0 IEER > Min | Ton | $25+$5/1.0 IEER > Min | Ton | $20+$3/1.0 IEER > Min | Ton | 4369 | 4369 | 4369 | Yes-to NC Prgm | Yes-to NC Prgm | Yes-to NC Prgm | 100% | 100% | 100% | Yes | Yes | Yes | HVAC/Plumbing | A1 | HVAC | 25
4370 | 4370 | 4370 | H4370 | H4370 | N-H4370 | DX Cooling ≥ 20.00 to < 63.33 tons, Min. Eff. = 10.3 EER and 12.1 IEER (additional incentive on IEER) | H4370: DX Cooling ≥ 20.00 to < 63.33 tons, Min. Eff. = 10.3 EER and 12.1 IEER (additional incentive on IEER) | $25+$5/1.0 IEER > Min | Ton | $25+$5/1.0 IEER > Min | Ton | $20+$3/1.0 IEER > Min | Ton | 4370 | 4370 | 4370 | Yes-to NC Prgm | Yes-to NC Prgm | Yes-to NC Prgm | 100% | 100% | 100% | Yes | Yes | Yes | HVAC/Plumbing | A1 | HVAC | 25
4371 | 4371 | 4371 | H4371 | H4371 | N-H4371 | DX Cooling ≥ 63.33 tons, Min. Eff. = 9.7 EER and 11.4 IEER (additional incentive on IEER) | H4371: DX Cooling ≥ 63.33 tons, Min. Eff. = 9.7 EER and 11.4 IEER (additional incentive on IEER) | $25+$5/1.0 IEER > Min | Ton | $25+$5/1.0 IEER > Min | Ton | $20+$3/1.0 IEER > Min | Ton | 4371 | 4371 | 4371 | Yes-to NC Prgm | Yes-to NC Prgm | Yes-to NC Prgm | 100% | 100% | 100% | Yes | Yes | Yes | HVAC/Plumbing | A1 | HVAC | 25
3909 | 3909 | 3909 | H3909 | H3909 | N-H3909 | Split System A/C Condensing Unit Only, ≥11.25 tons, ≥ 11.1 EER | H3909: Split System A/C Condensing Unit Only, ≥11.25 tons, ≥ 11.1 EER | $20+$5/1.0 EER > Min | Ton | $20+$5/1.0 EER > Min | Ton | $15+$3/1.0 EER > Min | Ton | 3909 | 3909 | 3909 | Yes-to NC Prgm | Yes-to NC Prgm | Yes-to NC Prgm | 100% | 100% | 100% | Yes | Yes | Yes | HVAC/Plumbing | A2 | HVAC | 26
4712 | 4712 | 4712 | H4712 | H4712 | N-H4712 | Air-Cooled Chiller, Path A, < 150 tons, Full Load ≤1.160 kW/ton, Part Load ≤0.880 kW/ton | H4712: Air-Cooled Chiller, Path A, < 150 tons, Full Load ≤1.160 kW/ton, Part Load ≤0.880 kW/ton | $8+$125/1.0 ∆Eff < Max | Ton | $8+$125/1.0 ∆Eff < Max | Ton | $4+$90/1.0 ∆Eff < Max | Ton | 4712 | 4712 | 4712 | Yes-to NC Prgm | Yes-to NC Prgm | Yes-to NC Prgm | 100% | 100% | 100% | Yes | Yes | Yes | HVAC/Plumbing | B1 & B2 | HVAC | 27
4713 | 4713 | 4713 | H4713 | H4713 | N-H4713 | Air-Cooled Chiller, Path A, ≥ 150 tons, Full Load ≤1.160 kW/ton, Part Load ≤0.860 kW/ton | H4713: Air-Cooled Chiller, Path A, ≥ 150 tons, Full Load ≤1.160 kW/ton, Part Load ≤0.860 kW/ton | $8+$125/1.0 ∆Eff < Max | Ton | $8+$125/1.0 ∆Eff < Max | Ton | $4+$90/1.0 ∆Eff < Max | Ton | 4713 | 4713 | 4713 | Yes-to NC Prgm | Yes-to NC Prgm | Yes-to NC Prgm | 100% | 100% | 100% | Yes | Yes | Yes | HVAC/Plumbing | B1 & B2 | HVAC | 27
4714 | 4714 | 4714 | H4714 | H4714 | N-H4714 | Air-Cooled Chiller, Path B, < 150 tons, Full Load ≤1.240 kW/ton, Part Load ≤0.730 kW/ton | H4714: Air-Cooled Chiller, Path B, < 150 tons, Full Load ≤1.240 kW/ton, Part Load ≤0.730 kW/ton | $8+$125/1.0 ∆Eff < Max | Ton | $8+$125/1.0 ∆Eff < Max | Ton | $4+$90/1.0 ∆Eff < Max | Ton | 4714 | 4714 | 4714 | Yes-to NC Prgm | Yes-to NC Prgm | Yes-to NC Prgm | 100% | 100% | 100% | Yes | Yes | Yes | HVAC/Plumbing | B1 & B2 | HVAC | 27
4715 | 4715 | 4715 | H4715 | H4715 | N-H4715 | Air-Cooled Chiller, Path B, ≥ 150 tons, Full Load ≤1.240 kW/ton, Part Load ≤0.720 kW/ton | H4715: Air-Cooled Chiller, Path B, ≥ 150 tons, Full Load ≤1.240 kW/ton, Part Load ≤0.720 kW/ton | $8+$125/1.0 ∆Eff < Max | Ton | $8+$125/1.0 ∆Eff < Max | Ton | $4+$90/1.0 ∆Eff < Max | Ton | 4715 | 4715 | 4715 | Yes-to NC Prgm | Yes-to NC Prgm | Yes-to NC Prgm | 100% | 100% | 100% | Yes | Yes | Yes | HVAC/Plumbing | B1 & B2 | HVAC | 27
4716 | 4716 | 4716 | H4716 | H4716 | N-H4716 | PD Water-Cooled, Path A, <75 tons, Full Load ≤0.720 kW/ton and IPLV ≤0.600 kW/ton | H4716: PD Water-Cooled, Path A, <75 tons, Full Load ≤0.720 kW/ton and IPLV ≤0.600 kW/ton | $8+$125/1.0 ∆Eff < Max | Ton | $8+$125/1.0 ∆Eff < Max | Ton | $4+$90/1.0 ∆Eff < Max | Ton | 4716 | 4716 | 4716 | Yes-to NC Prgm | Yes-to NC Prgm | Yes-to NC Prgm | 100% | 100% | 100% | Yes | Yes | Yes | HVAC/Plumbing | B1 & B2 | HVAC | 28
4717 | 4717 | 4717 | H4717 | H4717 | N-H4717 | PD Water-Cooled, Path A, ≥ 75 tons and < 150 tons, Full Load ≤0.690 kW/ton and IPLV ≤0.560 kW/ton | H4717: PD Water-Cooled, Path A, ≥ 75 tons and < 150 tons, Full Load ≤0.690 kW/ton and IPLV ≤0.560 kW/ton | $8+$125/1.0 ∆Eff < Max | Ton | $8+$125/1.0 ∆Eff < Max | Ton | $4+$90/1.0 ∆Eff < Max | Ton | 4717 | 4717 | 4717 | Yes-to NC Prgm | Yes-to NC Prgm | Yes-to NC Prgm | 100% | 100% | 100% | Yes | Yes | Yes | HVAC/Plumbing | B1 & B2 | HVAC | 28
4718 | 4718 | 4718 | H4718 | H4718 | N-H4718 | PD Water-Cooled, Path A, ≥ 150 tons and < 300 tons, Full Load ≤0.630 kW/ton and IPLV ≤0.540 kW/ton | H4718: PD Water-Cooled, Path A, ≥ 150 tons and < 300 tons, Full Load ≤0.630 kW/ton and IPLV ≤0.540 kW/ton | $8+$125/1.0 ∆Eff < Max | Ton | $8+$125/1.0 ∆Eff < Max | Ton | $4+$90/1.0 ∆Eff < Max | Ton | 4718 | 4718 | 4718 | Yes-to NC Prgm | Yes-to NC Prgm | Yes-to NC Prgm | 100% | 100% | 100% | Yes | Yes | Yes | HVAC/Plumbing | B1 & B2 | HVAC | 28
4719 | 4719 | 4719 | H4719 | H4719 | N-H4719 | PD Water-Cooled, Path A, ≥ 300 tons and < 600 tons, Full Load ≤0.580 kW/ton and IPLV ≤0.520 kW/ton | H4719: PD Water-Cooled, Path A, ≥ 300 tons and < 600 tons, Full Load ≤0.580 kW/ton and IPLV ≤0.520 kW/ton | $8+$125/1.0 ∆Eff < Max | Ton | $8+$125/1.0 ∆Eff < Max | Ton | $4+$90/1.0 ∆Eff < Max | Ton | 4719 | 4719 | 4719 | Yes-to NC Prgm | Yes-to NC Prgm | Yes-to NC Prgm | 100% | 100% | 100% | Yes | Yes | Yes | HVAC/Plumbing | B1 & B2 | HVAC | 28
4720 | 4720 | 4720 | H4720 | H4720 | N-H4720 | PD Water-Cooled, Path A, ≥ 600 tons, Full Load ≤0.530 kW/ton and IPLV ≤0.500 kW/ton | H4720: PD Water-Cooled, Path A, ≥ 600 tons, Full Load ≤0.530 kW/ton and IPLV ≤0.500 kW/ton | $8+$125/1.0 ∆Eff < Max | Ton | $8+$125/1.0 ∆Eff < Max | Ton | $4+$90/1.0 ∆Eff < Max | Ton | 4720 | 4720 | 4720 | Yes-to NC Prgm | Yes-to NC Prgm | Yes-to NC Prgm | 100% | 100% | 100% | Yes | Yes | Yes | HVAC/Plumbing | B1 & B2 | HVAC | 28
4726 | 4726 | 4726 | H4726 | H4726 | N-H4726 | Centrifugal Water-Cooled, Path A, <150 tons, Full Load ≤0.580 kW/ton and IPLV ≤0.550 kW/ton | H4726: Centrifugal Water-Cooled, Path A, <150 tons, Full Load ≤0.580 kW/ton and IPLV ≤0.550 kW/ton | $8+$125/1.0 ∆Eff < Max | Ton | $8+$125/1.0 ∆Eff < Max | Ton | $4+$90/1.0 ∆Eff < Max | Ton | 4726 | 4726 | 4726 | Yes-to NC Prgm | Yes-to NC Prgm | Yes-to NC Prgm | 100% | 100% | 100% | Yes | Yes | Yes | HVAC/Plumbing | B1 & B2 | HVAC | 28
4727 | 4727 | 4727 | H4727 | H4727 | N-H4727 | Centrifugal Water-Cooled, Path A, ≥ 150 tons and < 300 tons, Full Load ≤0.580 kW/ton and IPLV ≤0.550 kW/ton | H4727: Centrifugal Water-Cooled, Path A, ≥ 150 tons and < 300 tons, Full Load ≤0.580 kW/ton and IPLV ≤0.550 kW/ton | $8+$125/1.0 ∆Eff < Max | Ton | $8+$125/1.0 ∆Eff < Max | Ton | $4+$90/1.0 ∆Eff < Max | Ton | 4727 | 4727 | 4727 | Yes-to NC Prgm | Yes-to NC Prgm | Yes-to NC Prgm | 100% | 100% | 100% | Yes | Yes | Yes | HVAC/Plumbing | B1 & B2 | HVAC | 28
4728 | 4728 | 4728 | H4728 | H4728 | N-H4728 | Centrifugal Water-Cooled, Path A, ≥ 300 tons and < 400 tons, Full Load ≤0.530 kW/ton and IPLV ≤0.520 kW/ton | H4728: Centrifugal Water-Cooled, Path A, ≥ 300 tons and < 400 tons, Full Load ≤0.530 kW/ton and IPLV ≤0.520 kW/ton | $8+$125/1.0 ∆Eff < Max | Ton | $8+$125/1.0 ∆Eff < Max | Ton | $4+$90/1.0 ∆Eff < Max | Ton | 4728 | 4728 | 4728 | Yes-to NC Prgm | Yes-to NC Prgm | Yes-to NC Prgm | 100% | 100% | 100% | Yes | Yes | Yes | HVAC/Plumbing | B1 & B2 | HVAC | 28
4729 | 4729 | 4729 | H4729 | H4729 | N-H4729 | Centrifugal Water-Cooled, Path A, ≥ 400 tons and < 600 tons, Full Load ≤0.530 kW/ton and IPLV ≤0.500 kW/ton | H4729: Centrifugal Water-Cooled, Path A, ≥ 400 tons and < 600 tons, Full Load ≤0.530 kW/ton and IPLV ≤0.500 kW/ton | $8+$125/1.0 ∆Eff < Max | Ton | $8+$125/1.0 ∆Eff < Max | Ton | $4+$90/1.0 ∆Eff < Max | Ton | 4729 | 4729 | 4729 | Yes-to NC Prgm | Yes-to NC Prgm | Yes-to NC Prgm | 100% | 100% | 100% | Yes | Yes | Yes | HVAC/Plumbing | B1 & B2 | HVAC | 28
4730 | 4730 | 4730 | H4730 | H4730 | N-H4730 | Centrifugal Water-Cooled, Path A, ≥ 600 tons, Full Load ≤0.530 kW/ton and IPLV ≤0.500 kW/ton | H4730: Centrifugal Water-Cooled, Path A, ≥ 600 tons, Full Load ≤0.530 kW/ton and IPLV ≤0.500 kW/ton | $8+$125/1.0 ∆Eff < Max | Ton | $8+$125/1.0 ∆Eff < Max | Ton | $4+$90/1.0 ∆Eff < Max | Ton | 4730 | 4730 | 4730 | Yes-to NC Prgm | Yes-to NC Prgm | Yes-to NC Prgm | 100% | 100% | 100% | Yes | Yes | Yes | HVAC/Plumbing | B1 & B2 | HVAC | 28
4721 | 4721 | 4721 | H4721 | H4721 | N-H4721 | PD Water-Cooled, Path B, <75 tons, Full Load ≤0.780 kW/ton and IPLV ≤0.470 kW/ton | H4721: PD Water-Cooled, Path B, <75 tons, Full Load ≤0.780 kW/ton and IPLV ≤0.470 kW/ton | $8+$125/1.0 ∆Eff < Max | Ton | $8+$125/1.0 ∆Eff < Max | Ton | $4+$90/1.0 ∆Eff < Max | Ton | 4721 | 4721 | 4721 | Yes-to NC Prgm | Yes-to NC Prgm | Yes-to NC Prgm | 100% | 100% | 100% | Yes | Yes | Yes | HVAC/Plumbing | B1 & B2 | HVAC | 28
4722 | 4722 | 4722 | H4722 | H4722 | N-H4722 | PD Water-Cooled, Path B, ≥ 75 tons and < 150 tons, Full Load ≤0.750 kW/ton and IPLV ≤0.460 kW/ton | H4722: PD Water-Cooled, Path B, ≥ 75 tons and < 150 tons, Full Load ≤0.750 kW/ton and IPLV ≤0.460 kW/ton | $8+$125/1.0 ∆Eff < Max | Ton | $8+$125/1.0 ∆Eff < Max | Ton | $4+$90/1.0 ∆Eff < Max | Ton | 4722 | 4722 | 4722 | Yes-to NC Prgm | Yes-to NC Prgm | Yes-to NC Prgm | 100% | 100% | 100% | Yes | Yes | Yes | HVAC/Plumbing | B1 & B2 | HVAC | 28
4723 | 4723 | 4723 | H4723 | H4723 | N-H4723 | PD Water-Cooled, Path B, ≥ 150 tons and < 300 tons, Full Load ≤0.680 kW/ton and IPLV ≤0.410 kW/ton | H4723: PD Water-Cooled, Path B, ≥ 150 tons and < 300 tons, Full Load ≤0.680 kW/ton and IPLV ≤0.410 kW/ton | $8+$125/1.0 ∆Eff < Max | Ton | $8+$125/1.0 ∆Eff < Max | Ton | $4+$90/1.0 ∆Eff < Max | Ton | 4723 | 4723 | 4723 | Yes-to NC Prgm | Yes-to NC Prgm | Yes-to NC Prgm | 100% | 100% | 100% | Yes | Yes | Yes | HVAC/Plumbing | B1 & B2 | HVAC | 28
4724 | 4724 | 4724 | H4724 | H4724 | N-H4724 | PD Water-Cooled, Path B, ≥ 300 tons and < 600 tons, Full Load ≤0.6250 kW/ton and IPLV ≤0.380 kW/ton | H4724: PD Water-Cooled, Path B, ≥ 300 tons and < 600 tons, Full Load ≤0.6250 kW/ton and IPLV ≤0.380 kW/ton | $8+$125/1.0 ∆Eff < Max | Ton | $8+$125/1.0 ∆Eff < Max | Ton | $4+$90/1.0 ∆Eff < Max | Ton | 4724 | 4724 | 4724 | Yes-to NC Prgm | Yes-to NC Prgm | Yes-to NC Prgm | 100% | 100% | 100% | Yes | Yes | Yes | HVAC/Plumbing | B1 & B2 | HVAC | 28
4725 | 4725 | 4725 | H4725 | H4725 | N-H4725 | PD Water-Cooled, Path B, ≥ 600 tons, Full Load ≤0.585 kW/ton and IPLV ≤0.350 kW/ton | H4725: PD Water-Cooled, Path B, ≥ 600 tons, Full Load ≤0.585 kW/ton and IPLV ≤0.350 kW/ton | $8+$125/1.0 ∆Eff < Max | Ton | $8+$125/1.0 ∆Eff < Max | Ton | $4+$90/1.0 ∆Eff < Max | Ton | 4725 | 4725 | 4725 | Yes-to NC Prgm | Yes-to NC Prgm | Yes-to NC Prgm | 100% | 100% | 100% | Yes | Yes | Yes | HVAC/Plumbing | B1 & B2 | HVAC | 28
4731 | 4731 | 4731 | H4731 | H4731 | N-H4731 | Centrifugal Water-Cooled, Path B, <150 tons, Full Load ≤0.695 kW/ton and IPLV ≤0.410 kW/ton | H4731: Centrifugal Water-Cooled, Path B, <150 tons, Full Load ≤0.695 kW/ton and IPLV ≤0.410 kW/ton | $8+$125/1.0 ∆Eff < Max | Ton | $8+$125/1.0 ∆Eff < Max | Ton | $4+$90/1.0 ∆Eff < Max | Ton | 4731 | 4731 | 4731 | Yes-to NC Prgm | Yes-to NC Prgm | Yes-to NC Prgm | 100% | 100% | 100% | Yes | Yes | Yes | HVAC/Plumbing | B1 & B2 | HVAC | 28
4732 | 4732 | 4732 | H4732 | H4732 | N-H4732 | Centrifugal Water-Cooled, Path B, ≥ 150 tons and < 300 tons, Full Load ≤0.635 kW/ton and IPLV ≤0.370 kW/ton | H4732: Centrifugal Water-Cooled, Path B, ≥ 150 tons and < 300 tons, Full Load ≤0.635 kW/ton and IPLV ≤0.370 kW/ton | $8+$125/1.0 ∆Eff < Max | Ton | $8+$125/1.0 ∆Eff < Max | Ton | $4+$90/1.0 ∆Eff < Max | Ton | 4732 | 4732 | 4732 | Yes-to NC Prgm | Yes-to NC Prgm | Yes-to NC Prgm | 100% | 100% | 100% | Yes | Yes | Yes | HVAC/Plumbing | B1 & B2 | HVAC | 28
4733 | 4733 | 4733 | H4733 | H4733 | N-H4733 | Centrifugal Water-Cooled, Path B, ≥ 300 tons and < 400 tons, Full Load ≤0.595 kW/ton and IPLV ≤0.360 kW/ton | H4733: Centrifugal Water-Cooled, Path B, ≥ 300 tons and < 400 tons, Full Load ≤0.595 kW/ton and IPLV ≤0.360 kW/ton | $8+$125/1.0 ∆Eff < Max | Ton | $8+$125/1.0 ∆Eff < Max | Ton | $4+$90/1.0 ∆Eff < Max | Ton | 4733 | 4733 | 4733 | Yes-to NC Prgm | Yes-to NC Prgm | Yes-to NC Prgm | 100% | 100% | 100% | Yes | Yes | Yes | HVAC/Plumbing | B1 & B2 | HVAC | 28
4734 | 4734 | 4734 | H4734 | H4734 | N-H4734 | Centrifugal Water-Cooled, Path B, ≥ 400 tons and < 600 tons, Full Load ≤0.585 kW/ton and IPLV ≤0.350 kW/ton | H4734: Centrifugal Water-Cooled, Path B, ≥ 400 tons and < 600 tons, Full Load ≤0.585 kW/ton and IPLV ≤0.350 kW/ton | $8+$125/1.0 ∆Eff < Max | Ton | $8+$125/1.0 ∆Eff < Max | Ton | $4+$90/1.0 ∆Eff < Max | Ton | 4734 | 4734 | 4734 | Yes-to NC Prgm | Yes-to NC Prgm | Yes-to NC Prgm | 100% | 100% | 100% | Yes | Yes | Yes | HVAC/Plumbing | B1 & B2 | HVAC | 28
4735 | 4735 | 4735 | H4735 | H4735 | N-H4735 | Centrifugal Water-Cooled, Path B, ≥ 600 tons, Full Load ≤0.585kW/ton and IPLV ≤0.350 kW/ton | H4735: Centrifugal Water-Cooled, Path B, ≥ 600 tons, Full Load ≤0.585kW/ton and IPLV ≤0.350 kW/ton | $8+$125/1.0 ∆Eff < Max | Ton | $8+$125/1.0 ∆Eff < Max | Ton | $4+$90/1.0 ∆Eff < Max | Ton | 4735 | 4735 | 4735 | Yes-to NC Prgm | Yes-to NC Prgm | Yes-to NC Prgm | 100% | 100% | 100% | Yes | Yes | Yes | HVAC/Plumbing | B1 & B2 | HVAC | 28
[6 empty] | ----------------------HVAC CATALOG: VENTILATION AND CONTROLS---------------------------- | ----------------------HVAC CATALOG: VENTILATION AND CONTROLS---------------------------- | [20 empty] | HVAC
2314 | 2314 | 2314 | H2314 | H2314 | N-H2314 | Energy Recovery Ventilator | H2314: Energy Recovery Ventilator | 0.75 | CFM | 0.75 | CFM | 0.6 | CFM | 2314 | 2314 | 2314 | Yes-to NC Prgm | Yes-to NC Prgm | Yes-to NC Prgm | 100% | 100% | 100% | No | Yes | Yes | HVAC/Plumbing | C | HVAC | 32
3066 | 3066 | 3066 | H3066 | H3066 | Not Eligible | Economizer (Existing RTU Only) | H3066: Economizer (Existing RTU Only) | 200 | RTU | 200 | RTU | N/A | RTU | 3066 | 3066 | 3066 | No | No | No | 100% | 100% | 100% | No | Yes | Yes | HVAC/Plumbing | D | HVAC | 33
3910 | 3910 | 3910 | H3910 | H3910 | Not Eligible | HVAC Fan with ECM (≤ 1.0 hp), Heating Only | H3910: HVAC Fan with ECM (≤ 1.0 hp), Heating Only | 25 | Motor | 25 | Motor | N/A | Motor | 3910 | 3910 | 3910 | No | No | No | 100% | 100% | 100% | No | No | Yes |  |  | HVAC | 33
3911 | 3911 | 3911 | H3911 | H3911 | Not Eligible | HVAC Fan with ECM (≤ 1.0 hp), Cooling Only | H3911: HVAC Fan with ECM (≤ 1.0 hp), Cooling Only | 25 | Motor | 25 | Motor | N/A | Motor | 3911 | 3911 | 3911 | No | No | No | 100% | 100% | 100% | No | No | Yes |  |  | HVAC | 33
3912 | 3912 | 3912 | H3912 | H3912 | Not Eligible | HVAC Fan with ECM (≤ 1.0 hp), Occupied Ventilation | H3912: HVAC Fan with ECM (≤ 1.0 hp), Occupied Ventilation | 25 | Motor | 25 | Motor | N/A | Motor | 3912 | 3912 | 3912 | No | No | No | 100% | 100% | 100% | No | No | Yes |  |  | HVAC | 33
3913 | 3913 | 3913 | H3913 | H3913 | Not Eligible | HVAC Fan with ECM (≤ 1.0 hp), 24/7 Ventilation | H3913: HVAC Fan with ECM (≤ 1.0 hp), 24/7 Ventilation | 25 | Motor | 25 | Motor | N/A | Motor | 3913 | 3913 | 3913 | No | No | No | 100% | 100% | 100% | No | No | Yes |  |  | HVAC | 33
3964 | 3964 | 3964 | H3964 | H3964 | Not Eligible | Advanced Rooftop Unit Controllers | H3964: Advanced Rooftop Unit Controllers | 90 | Ton | 90 | Ton | N/A | Ton | 3964 | 3964 | 3964 | No | No | No | 100% | 100% | 100% | No | Yes | Yes | HVAC/Plumbing | E | HVAC | 34
2853 | 2853 | 2853 | H2853 | H2853 | N-H2853 | Demand Controlled Ventilation (DCV) for Air Handling Units | H2853: Demand Controlled Ventilation (DCV) for Air Handling Units | 0.2 | CFM | 0.2 | CFM | 0.2 | CFM | 2853 | 2853 | 2853 | Yes-to NC Prgm | Yes-to NC Prgm | Yes-to NC Prgm | 50% | 50% | 50% | No | Yes | Yes | HVAC/Plumbing | F | HVAC | 35
3266 | 3266 | 3266 | H3266 | H3266 | N-H3266 | Demand Controlled Ventilation (DCV) for Single Zone RTU | H3266: Demand Controlled Ventilation (DCV) for Single Zone RTU | 350 | RTU | 350 | RTU | 350 | RTU | 3266 | 3266 | 3266 | Yes-to NC Prgm | Yes-to NC Prgm | Yes-to NC Prgm | 50% | 50% | 50% | No | Yes | Yes | HVAC/Plumbing | F | HVAC | 35
2373 | 2373 | 2373 | H2373 | H2373 | N-H2373 | Guest Room Energy Management Control (PTAC w/ elec heat) | H2373: Guest Room Energy Management Control (PTAC w/ elec heat) | 40 | Room | 40 | Room | 40 | Room | 2373 | 2373 | 2373 | Yes-to NC Prgm | Yes-to NC Prgm | Yes-to NC Prgm | 100% | 100% | 100% | No | No | Yes |  |  | HVAC | 36
4748 | 4748 | 4748 | H4748 | H4748 | N-H4748 | Guest Room Energy Management Control (PTHP) | H4748: Guest Room Energy Management Control (PTHP) | 40 | Room | 40 | Room | 40 | Room | 4748 | 4748 | 4748 | Yes-to NC Prgm | Yes-to NC Prgm | Yes-to NC Prgm | 100% | 100% | 100% | No | No | Yes |  |  | HVAC | 36
2374 | 2374 | 2374 | H2374 | H2374 | N-H2374 | Guest Room Energy Management Control (all other HVAC systems) | H2374: Guest Room Energy Management Control (all other HVAC systems) | 40 | Room | 40 | Room | 40 | Room | 2374 | 2374 | 2374 | Yes-to NC Prgm | Yes-to NC Prgm | Yes-to NC Prgm | 100% | 100% | 100% | No | Yes | Yes | HVAC/Plumbing | G | HVAC | 36
4375 | 4375 | 4375 | H4375 | H4375 | Not Eligible | Smart Thermostat, Natural Gas Boiler | H4375: Smart Thermostat, Natural Gas Boiler | 75 | T-Stat | 75 | T-Stat | N/A | T-Stat | 4375 | 4375 | 4375 | No | No | No | 100% | 100% | 100% | No | No | Yes |  |  | HVAC | 36
4376 | 4376 | 4376 | H4376 | H4376 | Not Eligible | Smart Thermostat, Natural Gas Furnace | H4376: Smart Thermostat, Natural Gas Furnace | 75 | T-Stat | 75 | T-Stat | N/A | T-Stat | 4376 | 4376 | 4376 | No | No | No | 100% | 100% | 100% | No | No | Yes |  |  | HVAC | 36
4377 | 4377 | 4377 | H4377 | H4377 | Not Eligible | Smart Thermostat, Rooftop Unit with AC and Natural Gas Heat | H4377: Smart Thermostat, Rooftop Unit with AC and Natural Gas Heat | 75 | T-Stat | 75 | T-Stat | N/A | T-Stat | 4377 | 4377 | 4377 | No | No | No | 100% | 100% | 100% | No | No | Yes |  |  | HVAC | 36
4837 | 4837 | 4837 | H4837 | H4837 | Not Eligible | Parking Garage Ventilation Controls Without Heating | H4837: Parking Garage Ventilation Controls Without Heating | 120 | System | 120 | System | N/A | System | 4837 | 4837 | 4837 | No | N/A | No | 100% | 100% | 100% | No | Yes | Yes | HVAC/Plumbing | H | HVAC | 37
3493 | 3493 | 3493 | H3493 | H3493 | Not Eligible | Parking Garage Ventilation Controls With Heating | H3493: Parking Garage Ventilation Controls With Heating | 250 | System | 250 | System | N/A | System | 3493 | 3493 | 3493 | No | N/A | No | 100% | 100% | 100% | No | Yes | Yes | HVAC/Plumbing | H | HVAC | 37
2640 | 2640 | 2640 | H2640 | H2640 | N-H2640 | Variable Torque VFD, Boiler Draft Fan | H2640: Variable Torque VFD, Boiler Draft Fan | 35 | HP | 35 | HP | 25 | HP | 2640 | 2640 | 2640 | Yes-to NC Prgm | Yes-to NC Prgm | Yes-to NC Prgm | 100% | 100% | 100% | No | Yes | Yes | HVAC/Plumbing | I | HVAC | 38
2641 | 2641 | 2641 | H2641 | H2641 | N-H2641 | Variable Torque VFD, Cooling Tower Fan | H2641: Variable Torque VFD, Cooling Tower Fan | 35 | HP | 35 | HP | 25 | HP | 2641 | 2641 | 2641 | Yes-to NC Prgm | Yes-to NC Prgm | Yes-to NC Prgm | 100% | 100% | 100% | No | Yes | Yes | HVAC/Plumbing | I | HVAC | 38
2643 | 2643 | 2643 | H2643 | H2643 | N-H2643 | Variable Torque VFD, HVAC Fan | H2643: Variable Torque VFD, HVAC Fan | 35 | HP | 35 | HP | 25 | HP | 2643 | 2643 | 2643 | Yes-to NC Prgm | Yes-to NC Prgm | Yes-to NC Prgm | 100% | 100% | 100% | No | Yes | Yes | HVAC/Plumbing | I | HVAC | 38
2726 | 2726 | 2726 | H2726 | H2726 | N-H2726 | Variable Torque VFD, Chilled Water Distribution Pump | H2726: Variable Torque VFD, Chilled Water Distribution Pump | 35 | HP | 35 | HP | 25 | HP | 2726 | 2726 | 2726 | Yes-to NC Prgm | Yes-to NC Prgm | Yes-to NC Prgm | 100% | 100% | 100% | No | Yes | Yes | HVAC/Plumbing | I | HVAC | 38
2644 | 2644 | 2644 | H2644 | H2644 | N-H2644 | Variable Torque VFD, HVAC Heating Pump | H2644: Variable Torque VFD, HVAC Heating Pump | 35 | HP | 35 | HP | 25 | HP | 2644 | 2644 | 2644 | Yes-to NC Prgm | Yes-to NC Prgm | Yes-to NC Prgm | 100% | 100% | 100% | No | Yes | Yes | HVAC/Plumbing | I | HVAC | 38
2646 | 2646 | 2646 | H2646 | H2646 | N-H2646 | Variable Torque VFD, Pool Pump Motor | H2646: Variable Torque VFD, Pool Pump Motor | 35 | HP | 35 | HP | 25 | HP | 2646 | 2646 | 2646 | Yes-to NC Prgm | Yes-to NC Prgm | Yes-to NC Prgm | 100% | 100% | 100% | No | Yes | Yes | HVAC/Plumbing | I | HVAC | 38
4902 | 4902 | 4902 | H4902 | Not Eligible | Not Eligible | Modulating Commercial Dryer Controls, ≥30 to ≤100 lbs, ≥500 to ≤2500 loads/year | Not Eligible: Modulating Commercial Dryer Controls, ≥30 to ≤100 lbs, ≥500 to ≤2500 loads/year | 50 | Dryer | 50 | Dryer | N/A | Dryer | 4902 | 4902 | 4902 | No | N/A | No | 100% | 100% | 100% | No | Yes | Yes | HVAC/Plumbing | J | HVAC | 39
4903 | 4903 | 4903 | H4903 | H4903 | Not Eligible | Modulating Commercial Dryer Controls, ≥30 to ≤100 lbs, ≥2500 loads/year | H4903: Modulating Commercial Dryer Controls, ≥30 to ≤100 lbs, ≥2500 loads/year | 150 | Dryer | 150 | Dryer | N/A | Dryer | 4903 | 4903 | 4903 | No | N/A | No | 100% | 100% | 100% | No | Yes | Yes | HVAC/Plumbing | J | HVAC | 39
4904 | 4904 | 4904 | H4904 | H4904 | Not Eligible | Modulating Commercial Dryer Controls, >100 to ≤250 lbs, ≥500 to ≤2,500 loads/year | H4904: Modulating Commercial Dryer Controls, >100 to ≤250 lbs, ≥500 to ≤2,500 loads/year | 150 | Dryer | 150 | Dryer | N/A | Dryer | 4904 | 4904 | 4904 | No | N/A | No | 100% | 100% | 100% | No | Yes | Yes | HVAC/Plumbing | J | HVAC | 39
4905 | 4905 | 4905 | H4905 | H4905 | Not Eligible | Modulating Commercial Dryer Controls, >100 to ≤250 lbs, >2,500 loads/year | H4905: Modulating Commercial Dryer Controls, >100 to ≤250 lbs, >2,500 loads/year | 350 | Dryer | 350 | Dryer | N/A | Dryer | 4905 | 4905 | 4905 | No | N/A | No | 100% | 100% | 100% | No | Yes | Yes | HVAC/Plumbing | J | HVAC | 39
[6 empty] | ----------------------HVAC CATALOG: PLUMBING---------------------------- | ----------------------HVAC CATALOG: PLUMBING---------------------------- | [20 empty] | HVAC
3684 | 3684 | 3684 | P3684 | P3684 | N-P3684 | K-12 School High Use Commercial Water Heater, Gas Storage ≥ 90% Thermal Efficiency | P3684: K-12 School High Use Commercial Water Heater, Gas Storage ≥ 90% Thermal Efficiency | 200 | Water Heater | 200 | Water Heater | 100 | Water Heater | 3684 | 3684 | 3684 | Yes-to NC Prgm | Yes-to NC Prgm | Yes-to NC Prgm | 100% | 100% | 100% | No | Yes | Only if NC Multi-Tech or NC > $10k Incentive | HVAC/Plumbing | K | HVAC | 42
3045 | 3045 | 3045 | P3045 | P3045 | N-P3045 | High Use Commercial Water Heater, Gas Storage ≥90% TE | P3045: High Use Commercial Water Heater, Gas Storage ≥90% TE | 400 | Water Heater | 400 | Water Heater | 200 | Water Heater | 3045 | 3045 | 3045 | Yes-to NC Prgm | Yes-to NC Prgm | Yes-to NC Prgm | 100% | 100% | 100% | No | Yes | Yes | HVAC/Plumbing | K | HVAC | 42
4942 | 4942 | 4942 | P4942 | P4942 | N-P4942 | High Use Commercial Water Heater, Gas Tankless ≥90% TE | P4942: High Use Commercial Water Heater, Gas Tankless ≥90% TE | 400 | Water Heater | 400 | Water Heater | 200 | Water Heater | 4942 | 4942 | 4942 | Yes-to NC Prgm | Yes-to NC Prgm | Yes-to NC Prgm | 100% | 100% | 100% | No | Yes | Yes | HVAC/Plumbing | K | HVAC | 42
4941 | 4941 | 4941 | P4941 | P4941 | N-P4941 | High Use Commercial Water Heater, Storage Heat Pump ≥2.0 COP | P4941: High Use Commercial Water Heater, Storage Heat Pump ≥2.0 COP | 400 | Water Heater | 400 | Water Heater | 200 | Water Heater | 4941 | 4941 | 4941 | Yes-to NC Prgm | Yes-to NC Prgm | Yes-to NC Prgm | 100% | 100% | 100% | No | Yes | Yes | HVAC/Plumbing | K | HVAC | 42
4943 | 4943 | 4943 | P4943 | P4943 | N-P4943 | Natural Gas DHW Power Vent Tank Type ≥0.68 UEF | P4943: Natural Gas DHW Power Vent Tank Type ≥0.68 UEF | 50 | Water Heater | 50 | Water Heater | 50 | Water Heater | 4943 | 4943 | 4943 | Yes-to NC Prgm | Yes-to NC Prgm | Yes-to NC Prgm | 100% | 100% | 100% | No | No | Only if NC Multi-Tech or NC > $10k Incentive |  |  | HVAC | 43
[6 empty] | -----------------------HVAC CATALOG: BUILDING ENVELOPE ---------------------- | -----------------------HVAC CATALOG: BUILDING ENVELOPE ---------------------- | [20 empty] | HVAC
2300 | 2300 | 2300 | B2300 | B2300 | Not Eligible | Dock Door Infiltration Reduction, New Install | B2300: Dock Door Infiltration Reduction, New Install | 150 | Door Sealed | 150 | Door Sealed | N/A | Door Sealed | 2300 | 2300 | 2300 | No | No | No | 100% | 100% | 100% | No | No | Only if NC Multi-Tech or NC > $10k Incentive |  |  | HVAC | 46
2301 | 2301 | 2301 | B2301 | B2301 | Not Eligible | Dock Door Infiltration Reduction, Replace Existing | B2301: Dock Door Infiltration Reduction, Replace Existing | 150 | Door Sealed | 150 | Door Sealed | N/A | Door Sealed | 2301 | 2301 | 2301 | No | No | No | 100% | 100% | 100% | No | No | Only if NC Multi-Tech or NC > $10k Incentive |  |  | HVAC | 46
2302 | 2302 | 2302 | B2302 | B2302 | Not Eligible | Dock Pit/Ramp External Seal, Added to Existing "Brush" Barrier | B2302: Dock Pit/Ramp External Seal, Added to Existing "Brush" Barrier | 75 | Pit sealed | 75 | Pit sealed | N/A | Pit sealed | 2302 | 2302 | 2302 | No | No | No | 100% | 100% | 100% | No | No | Only if NC Multi-Tech or NC > $10k Incentive |  |  | HVAC | 46
2303 | 2303 | 2303 | B2303 | B2303 | N-B2303 | Dock Pit/Ramp External Seal, No Brush Barrier Present | B2303: Dock Pit/Ramp External Seal, No Brush Barrier Present | 75 | Pit sealed | 75 | Pit sealed | 75 | Pit sealed | 2303 | 2303 | 2303 | Yes-to NC Prgm | Yes-to NC Prgm | Yes-to NC Prgm | 100% | 100% | 100% | No | No | Only if NC Multi-Tech or NC > $10k Incentive |  |  | HVAC | 46
3680 | 3680 | 3680 | B3680 | B3680 | N-B3680 | Spring-loaded Overhead Door Hinge, Heating Setpoint = 55°F | B3680: Spring-loaded Overhead Door Hinge, Heating Setpoint = 55°F | 80 | Per Door | 80 | Per Door | 80 | Per Door | 3680 | 3680 | 3680 | Yes-to NC Prgm | Yes-to NC Prgm | Yes-to NC Prgm | 100% | 100% | 100% | No | No | Only if NC Multi-Tech or NC > $10k Incentive |  |  | HVAC | 46
3681 | 3681 | 3681 | B3681 | B3681 | N-B3681 | Spring-loaded Overhead Door Hinge, Heating Setpoint = 60°F | B3681: Spring-loaded Overhead Door Hinge, Heating Setpoint = 60°F | 80 | Per Door | 80 | Per Door | 80 | Per Door | 3681 | 3681 | 3681 | Yes-to NC Prgm | Yes-to NC Prgm | Yes-to NC Prgm | 100% | 100% | 100% | No | No | Only if NC Multi-Tech or NC > $10k Incentive |  |  | HVAC | 46
3682 | 3682 | 3682 | B3682 | B3682 | N-B3682 | Spring-loaded Overhead Door Hinge, Heating Setpoint = 65°F | B3682: Spring-loaded Overhead Door Hinge, Heating Setpoint = 65°F | 80 | Per Door | 80 | Per Door | 80 | Per Door | 3682 | 3682 | 3682 | Yes-to NC Prgm | Yes-to NC Prgm | Yes-to NC Prgm | 100% | 100% | 100% | No | No | Only if NC Multi-Tech or NC > $10k Incentive |  |  | HVAC | 46
3683 | 3683 | 3683 | B3683 | B3683 | N-B3683 | Spring-loaded Overhead Door Hinge, Heating Setpoint = 70°F | B3683: Spring-loaded Overhead Door Hinge, Heating Setpoint = 70°F | 80 | Per Door | 80 | Per Door | 80 | Per Door | 3683 | 3683 | 3683 | Yes-to NC Prgm | Yes-to NC Prgm | Yes-to NC Prgm | 100% | 100% | 100% | No | No | Only if NC Multi-Tech or NC > $10k Incentive |  |  | HVAC | 46
[6 empty] | -----------------------COMMERCIAL REFRIGERATION CATALOG: NON-SELF CONTAINED----------------------- | -----------------------COMMERCIAL REFRIGERATION CATALOG: NON-SELF CONTAINED----------------------- | [20 empty] | Refrigeration
2236 | 2236 | 2236 | R2236 | R2236 | Not Eligible | Efficient Reach-in Cooler Case Door, No-Heat Type | R2236: Efficient Reach-in Cooler Case Door, No-Heat Type | 7 | Door | 7 | Door | N/A | Door | 2236 | 2236 | 2236 | No | No | No | 100% | 100% | 100% | No | No | Yes |  |  | Refrigeration | 12
2234 | 2234 | 2234 | R2234 | R2234 | Not Eligible | Efficient Reach-in Freezer Case Door, Low-Heat Type | R2234: Efficient Reach-in Freezer Case Door, Low-Heat Type | 35 | Door | 35 | Door | N/A | Door | 2234 | 2234 | 2234 | No | No | No | 100% | 100% | 100% | No | No | Yes |  |  | Refrigeration | 12
2235 | 2235 | 2235 | R2235 | R2235 | Not Eligible | Efficient Reach-in Freezer Case Door, No-Heat Type | R2235: Efficient Reach-in Freezer Case Door, No-Heat Type | 80 | Door | 80 | Door | N/A | Door | 2235 | 2235 | 2235 | No | No | No | 100% | 100% | 100% | No | No | Yes |  |  | Refrigeration | 12
2308 | 2308 | 2308 | R2308 | R2308 | Not Eligible | ECM Evaporator Fan Motor, Walk-In Cooler, < 1/20 hp | R2308: ECM Evaporator Fan Motor, Walk-In Cooler, < 1/20 hp | 25 | Motor | 25 | Motor | N/A | Motor | 2308 | 2308 | 2308 | No | No | No | 100% | 100% | 100% | No | No | Yes |  |  | Refrigeration | 13
2309 | 2309 | 2309 | R2309 | R2309 | Not Eligible | ECM Evaporator Fan Motor, Walk-In Cooler, 1/20 - 1 hp | R2309: ECM Evaporator Fan Motor, Walk-In Cooler, 1/20 - 1 hp | 50 | Motor | 50 | Motor | N/A | Motor | 2309 | 2309 | 2309 | No | No | No | 100% | 100% | 100% | No | No | Yes |  |  | Refrigeration | 13
2310 | 2310 | 2310 | R2310 | R2310 | Not Eligible | ECM Evaporator Fan Motor, Walk-In Freezer, < 1/20 hp | R2310: ECM Evaporator Fan Motor, Walk-In Freezer, < 1/20 hp | 25 | Motor | 25 | Motor | N/A | Motor | 2310 | 2310 | 2310 | No | No | No | 100% | 100% | 100% | No | No | Yes |  |  | Refrigeration | 13
2311 | 2311 | 2311 | R2311 | R2311 | Not Eligible | ECM Evaporator Fan Motor, Walk-In Freezer, 1/20 - 1 hp | R2311: ECM Evaporator Fan Motor, Walk-In Freezer, 1/20 - 1 hp | 50 | Motor | 50 | Motor | N/A | Motor | 2311 | 2311 | 2311 | No | No | No | 100% | 100% | 100% | No | No | Yes |  |  | Refrigeration | 13
2312 | 2312 | 2312 | R2312 | R2312 | Not Eligible | ECM Motor, Cooler/Freezer Case | R2312: ECM Motor, Cooler/Freezer Case | 25 | Motor | 25 | Motor | N/A | Motor | 2312 | 2312 | 2312 | No | No | No | 100% | 100% | 100% | No | No | Yes |  |  | Refrigeration | 13
4284 | 4284 | 4284 | R4284 | R4284 | Not Eligible | Permanent Magnet Synchronous Motor, Cooler/Freezer Case | R4284: Permanent Magnet Synchronous Motor, Cooler/Freezer Case | 25 | Motor | 25 | Motor | N/A | Motor | 4284 | 4284 | 4284 | No | No | No | 100% | 100% | 100% | No | No | Yes |  |  | Refrigeration | 13
2306 | 2306 | 2306 | R2306 | Not Eligible | Not Eligible | ECM Compressor Fan Motor | Not Eligible: ECM Compressor Fan Motor | 25 | Motor | 25 | Motor | N/A | Motor | 2306 | 2306 | 2306 | No | No | No | 100% | 100% | 100% | No | No | Yes |  |  | Refrigeration | 13
2307 | 2307 | 2307 | R2307 | Not Eligible | Not Eligible | ECM Condenser / Condensing Unit Fan Motor | Not Eligible: ECM Condenser / Condensing Unit Fan Motor | 25 | Motor | 25 | Motor | N/A | Motor | 2307 | 2307 | 2307 | No | No | No | 100% | 100% | 100% | No | No | Yes |  |  | Refrigeration | 13
3114 | 3114 | 3114 | R3114 | R3114 | Not Eligible | LED, Horizontal Case Lighting, replacing or instead of Linear Fluorescent | R3114: LED, Horizontal Case Lighting, replacing or instead of Linear Fluorescent | 3 | Linear Foot of Lamps | 3 | Linear Foot of Lamps | N/A | Linear Foot of Lamps | 3114 | 3114 | 3114 | No | No | No | 100% | 100% | 100% | No | No | Yes |  |  | Refrigeration | 14
2456 | 2456 | 2456 | R2456 | R2456 | Not Eligible | LED, Vertical Case Lighting, replacing or instead of Linear Fluorescent | R2456: LED, Vertical Case Lighting, replacing or instead of Linear Fluorescent | 15 | Fixture | 15 | Fixture | N/A | Fixture | 2456 | 2456 | 2456 | No | No | No | 100% | 100% | 100% | No | No | No |  |  | Refrigeration | 14
2509 | 2509 | 2509 | R2509 | R2509 | N-R2509 | Reach-In Refrigerated Case w/ Doors replacing or instead of Open Multideck Case | R2509: Reach-In Refrigerated Case w/ Doors replacing or instead of Open Multideck Case | 80 | Linear Foot | 80 | Linear Foot | 55 | Linear Foot | 2509 | 2509 | 2509 | Yes-to NC Prgm | Yes-to NC Prgm | Yes-to NC Prgm | 100% | 100% | 100% | No | No | Yes |  |  | Refrigeration | 15
3409 | 3409 | 3409 | R3409 | R3409 | N-R3409 | Retrofit Open Refrigerated Cases with Doors (or new multideck case w/ doors for BIP) | R3409: Retrofit Open Refrigerated Cases with Doors (or new multideck case w/ doors for BIP) | 60 | Linear Foot | 60 | Linear Foot | 40 | Linear Foot | 3409 | 3409 | 3409 | Yes-to NC Prgm | Yes-to NC Prgm | Yes-to NC Prgm | 100% | 100% | 100% | No | No | Yes |  |  | Refrigeration | 15
2271 | 2271 | 2271 | R2271 | R2271 | N-R2271 | Cooler Night Curtains, Open Multideck-Style Cases | R2271: Cooler Night Curtains, Open Multideck-Style Cases | 7 | Linear Foot | 7 | Linear Foot | 5 | Linear Foot | 2271 | 2271 | 2271 | Yes-to NC Prgm | Yes-to NC Prgm | Yes-to NC Prgm | 100% | 100% | 100% | No | No | No |  |  | Refrigeration | 16
3183 | 3183 | 3183 | R3183 | R3183 | Not Eligible | Strip Curtain, Walk-In Freezers and Coolers | R3183: Strip Curtain, Walk-In Freezers and Coolers | 5 | Linear Foot | 5 | Linear Foot | N/A | Linear Foot | 3183 | 3183 | 3183 | No | No | No | 100% | 100% | 100% | No | No | No |  |  | Refrigeration | 17
[6 empty] | -----------------------COMMERCIAL REFRIGERATION CATALOG: CONTROLS----------------------- | -----------------------COMMERCIAL REFRIGERATION CATALOG: CONTROLS----------------------- | [20 empty] | Refrigeration
2197 | 2197 | 2197 | R2197 | R2197 | Not Eligible | Anti-Sweat Heater Controls, Freezer Case, Low-Heat Door | R2197: Anti-Sweat Heater Controls, Freezer Case, Low-Heat Door | 25 | Door | 25 | Door | N/A | Door | 2197 | 2197 | 2197 | No | No | No | 100% | 100% | 100% | No | No | Yes |  |  | Refrigeration | 20
2198 | 2198 | 2198 | R2198 | R2198 | Not Eligible | Anti-Sweat Heater Controls, Freezer Case, No-Heat Door | R2198: Anti-Sweat Heater Controls, Freezer Case, No-Heat Door | 25 | Door | 25 | Door | N/A | Door | 2198 | 2198 | 2198 | No | No | No | 100% | 100% | 100% | No | No | Yes |  |  | Refrigeration | 20
2199 | 2199 | 2199 | R2199 | R2199 | Not Eligible | Anti-Sweat Heater Controls, Freezer Case, Standard Door | R2199: Anti-Sweat Heater Controls, Freezer Case, Standard Door | 25 | Door | 25 | Door | N/A | Door | 2199 | 2199 | 2199 | No | No | No | 100% | 100% | 100% | No | No | Yes |  |  | Refrigeration | 20
2200 | 2200 | 2200 | R2200 | R2200 | Not Eligible | Anti-Sweat Heater Controls, Refrigerated Case, Low-Heat or No-Heat Door | R2200: Anti-Sweat Heater Controls, Refrigerated Case, Low-Heat or No-Heat Door | 25 | Door | 25 | Door | N/A | Door | 2200 | 2200 | 2200 | No | No | No | 100% | 100% | 100% | No | No | Yes |  |  | Refrigeration | 20
2201 | 2201 | 2201 | R2201 | R2201 | Not Eligible | Anti-Sweat Heater Controls, Refrigerated Case, Standard Door | R2201: Anti-Sweat Heater Controls, Refrigerated Case, Standard Door | 25 | Door | 25 | Door | N/A | Door | 2201 | 2201 | 2201 | No | No | No | 100% | 100% | 100% | No | No | Yes |  |  | Refrigeration | 20
2269 | 2269 | 2269 | R2269 | R2269 | N-R2269 | Evaporator Fan Control (walk-in coolers and freezers) | R2269: Evaporator Fan Control (walk-in coolers and freezers) | 15 | Motor | 15 | Motor | 10 | Motor | 2269 | 2269 | 2269 | Yes-to NC Prgm | Yes-to NC Prgm | Yes-to NC Prgm | 100% | 100% | 100% | No | No | Yes |  |  | Refrigeration | 21
4759 | 4759 | 4759 | R4759 | R4759 | N-R4759 | Evaporator Fan Control (reach-in coolers and freezers) | R4759: Evaporator Fan Control (reach-in coolers and freezers) | 15 | Motor | 15 | Motor | 10 | Motor | 4759 | 4759 | 4759 | Yes-to NC Prgm | Yes-to NC Prgm | Yes-to NC Prgm | 100% | 100% | 100% | No | No | Yes |  |  | Refrigeration | 21
4758 | 4758 | 4758 | R4758 | R4758 | N-R4758 | Demand Defrost Controls, Freezers only | R4758: Demand Defrost Controls, Freezers only | 15 | Motor | 15 | Motor | 10 | Motor | 4758 | 4758 | 4758 | Yes-to NC Prgm | Yes-to NC Prgm | Yes-to NC Prgm | 100% | 100% | 100% | No | No | Yes |  |  | Refrigeration | 21
2482 | 2482 | 2482 | R2482 | R2482 | Not Eligible | Occupancy Sensor, LED Refrigerated Case Lights | R2482: Occupancy Sensor, LED Refrigerated Case Lights | 4 | Door | 4 | Door | N/A | Door | 2482 | 2482 | 2482 | No | No | No | 100% | 100% | 100% | No | No | No |  |  | Refrigeration | 21
4360 | 4360 | 4360 | R4360 | R4360 | Not Eligible | Refrigeration Controls, Floating Head Pressure | R4360: Refrigeration Controls, Floating Head Pressure | 15 | HP | 15 | HP | N/A | HP | 4360 | 4360 | 4360 | No | No | No | 100% | 100% | 100% | No | No | Yes |  |  | Refrigeration | 21
[6 empty] | ----------------------PROCESS SYSTEMS CATALOG: COMPRESSED AIR AND VACUUM------------------------- | ----------------------PROCESS SYSTEMS CATALOG: COMPRESSED AIR AND VACUUM------------------------- | [20 empty] | Process Systems
4766 | 4766 | 4766 | PS4766 | PS4766 | Not Eligible | Compressed Air Leak Survey and Repair | PS4766: Compressed Air Leak Survey and Repair | 4 | Connected HP | 4 | Connected HP | N/A | Connected HP | 4766 | 4766 | 4766 | No | No | No | 100% | 100% | 100% | No | Yes | Yes | Process Systems | A | Process Systems | 14
4767 | 4767 | 4767 | PS4767 | PS4767 | Not Eligible | Compressed Air and Leak Survey Repair, Agriculture only | PS4767: Compressed Air and Leak Survey Repair, Agriculture only | 15 | Connected HP | 15 | Connected HP | N/A | Connected HP | 4767 | 4767 | 4767 | No | N/A | No | 100% | 100% | 100% | No | Yes | Yes | Process Systems | A | Process Systems | 14
2196 | 2196 | 2196 | PS2196 | Not Eligible | Eligible Under B&I | Variable Speed Drive Air Compressors | Not Eligible: Variable Speed Drive Air Compressors | 40 | HP | 40 | HP | 40 | HP | 2196 | 2196 | 2196 | Yes-to B&I | Yes-to B&I | Yes-to B&I | 100% | 100% | 100% | No | Yes | Yes | Process Systems | B1 & B2 | Process Systems | 15
2196 | 2196 | 2196 | N-PS2196 | Not Eligible | Eligible Under B&I | Variable Speed Drive Air Compressors | Not Eligible: Variable Speed Drive Air Compressors | 40 | HP | 40 | HP | 40 | HP | 2196 | 2196 | 2196 | Yes-to B&I | Yes-to B&I | Yes-to B&I | 100% | 100% | 100% | No | Yes | Yes | Process Systems | B1 & B2 | Process Systems | 15
4361 | 4361 | 4361 | PS4361 | PS4361 | Eligible Under B&I | Variable Speed Drive Vacuum Pump, ≤ 30 hp, Variable Torque | PS4361: Variable Speed Drive Vacuum Pump, ≤ 30 hp, Variable Torque | 40 | HP | 40 | HP | 40 | HP | 4361 | 4361 | 4361 | Yes-to B&I | Yes-to B&I | Yes-to B&I | 100% | 100% | 100% | No | Yes | Yes |  |  | Process Systems | 16
4362 | 4362 | 4362 | PS4362 | PS4362 | Eligible Under B&I | Variable Speed Drive Vacuum Pump, ≤ 30 hp, Constant Torque | PS4362: Variable Speed Drive Vacuum Pump, ≤ 30 hp, Constant Torque | 30 | HP | 30 | HP | 30 | HP | 4362 | 4362 | 4362 | Yes-to B&I | Yes-to B&I | Yes-to B&I | 100% | 100% | 100% | No | Yes | Yes |  |  | Process Systems | 16
4361 | 4361 | 4361 | N-PS4361 | N-PS4361 | Eligible Under B&I | Variable Speed Drive Vacuum Pump, ≤ 30 hp, Variable Torque | N-PS4361: Variable Speed Drive Vacuum Pump, ≤ 30 hp, Variable Torque | 40 | HP | 40 | HP | 40 | HP | 4361 | 4361 | 4361 | Yes-to B&I | Yes-to B&I | Yes-to B&I | 100% | 100% | 100% | No | Yes | Yes | Process Systems | F | Process Systems | 16
4362 | 4362 | 4362 | N-PS4362 | N-PS4362 | Eligible Under B&I | Variable Speed Drive Vacuum Pump, ≤ 30 hp, Constant Torque | N-PS4362: Variable Speed Drive Vacuum Pump, ≤ 30 hp, Constant Torque | 30 | HP | 30 | HP | 30 | HP | 4362 | 4362 | 4362 | Yes-to B&I | Yes-to B&I | Yes-to B&I | 100% | 100% | 100% | No | Yes | Yes | Process Systems | G | Process Systems | 16
2264 | 2264 | 2264 | PS2264 | PS2264 | Eligible Under B&I | Cycling or VFD-Controlled Refrigerated Air Dryer | PS2264: Cycling or VFD-Controlled Refrigerated Air Dryer | 0.5 | CFM | 0.5 | CFM | 0.5 | CFM | 2264 | 2264 | 2264 | Yes-to B&I | Yes-to B&I | Yes-to B&I | 100% | 100% | 100% | No | No | Yes |  |  | Process Systems | 17
2264 | 2264 | 2264 | N-PS2264 | N-PS2264 | Eligible Under B&I | Cycling or VFD-Controlled Refrigerated Air Dryer | N-PS2264: Cycling or VFD-Controlled Refrigerated Air Dryer | 0.5 | CFM | 0.5 | CFM | 0.5 | CFM | 2264 | 2264 | 2264 | Yes-to B&I | Yes-to B&I | Yes-to B&I | 100% | 100% | 100% | No | No | Yes |  |  | Process Systems | 17
4363 | 4363 | 4363 | PS4363 | PS4363 | Eligible Under B&I | Dewpoint Demand Controls for Desiccant Dryers | PS4363: Dewpoint Demand Controls for Desiccant Dryers | 2 | CFM | 2 | CFM | 2 | CFM | 4363 | 4363 | 4363 | Yes-to B&I | Yes-to B&I | Yes-to B&I | 100% | 100% | 100% | No | Yes | Yes | Process Systems | C | Process Systems | 17
4363 | 4363 | 4363 | N-PS4363 | N-PS4363 | Eligible Under B&I | Dewpoint Demand Controls for Desiccant Dryers | N-PS4363: Dewpoint Demand Controls for Desiccant Dryers | 2 | CFM | 2 | CFM | 2 | CFM | 4363 | 4363 | 4363 | Yes-to B&I | Yes-to B&I | Yes-to B&I | 100% | 100% | 100% | No | Yes | Yes | Process Systems | C | Process Systems | 17
2254 | 2254 | 2254 | PS2254 | Not Eligible | Eligible Under B&I | No Air-Loss Condensate Drains | Not Eligible: No Air-Loss Condensate Drains | 80 | Drain | 80 | Drain | 80 | Drain | 2254 | 2254 | 2254 | Yes-to B&I | Yes-to B&I | Yes-to B&I | 100% | 100% | 100% | No | No | Yes |  |  | Process Systems | 18
2254 | 2254 | 2254 | N-PS2254 | Not Eligible | Eligible Under B&I | No Air-Loss Condensate Drains | Not Eligible: No Air-Loss Condensate Drains | 80 | Drain | 80 | Drain | 80 | Drain | 2254 | 2254 | 2254 | Yes-to B&I | Yes-to B&I | Yes-to B&I | 100% | 100% | 100% | No | No | Yes |  |  | Process Systems | 18
2255 | 2255 | 2255 | PS2255 | PS2255 | Eligible Under B&I | Pressure/Flow Controllers | PS2255: Pressure/Flow Controllers | 8 | HP | 8 | HP | 8 | HP | 2255 | 2255 | 2255 | Yes-to B&I | Yes-to B&I | Yes-to B&I | 100% | 100% | 100% | No | No | Yes |  |  | Process Systems | 18
2255 | 2255 | 2255 | N-PS2255 | N-PS2255 | Eligible Under B&I | Pressure/Flow Controllers | N-PS2255: Pressure/Flow Controllers | 8 | HP | 8 | HP | 8 | HP | 2255 | 2255 | 2255 | Yes-to B&I | Yes-to B&I | Yes-to B&I | 100% | 100% | 100% | No | No | Yes |  |  | Process Systems | 18
2258 | 2258 | 2258 | PS2258 | PS2258 | Eligible Under B&I | Compressed Air Mist Eliminators | PS2258: Compressed Air Mist Eliminators | 4 | HP | 4 | HP | 4 | HP | 2258 | 2258 | 2258 | Yes-to B&I | Yes-to B&I | Yes-to B&I | 100% | 100% | 100% | No | No | Yes |  |  | Process Systems | 18
2258 | 2258 | 2258 | N-PS2258 | N-PS2258 | Eligible Under B&I | Compressed Air Mist Eliminators | N-PS2258: Compressed Air Mist Eliminators | 4 | HP | 4 | HP | 4 | HP | 2258 | 2258 | 2258 | Yes-to B&I | Yes-to B&I | Yes-to B&I | 100% | 100% | 100% | No | No | Yes |  |  | Process Systems | 18
2259 | 2259 | 2259 | PS2259 | PS2259 | Eligible Under B&I | Air Entraining Nozzles | PS2259: Air Entraining Nozzles | 8 | Nozzle | 8 | Nozzle | 8 | Nozzle | 2259 | 2259 | 2259 | Yes-to B&I | Yes-to B&I | Yes-to B&I | 100% | 100% | 100% | No | No | Yes |  |  | Process Systems | 19
2259 | 2259 | 2259 | N-PS2259 | N-PS2259 | Eligible Under B&I | Air Entraining Nozzles | N-PS2259: Air Entraining Nozzles | 8 | Nozzle | 8 | Nozzle | 8 | Nozzle | 2259 | 2259 | 2259 | Yes-to B&I | Yes-to B&I | Yes-to B&I | 100% | 100% | 100% | No | No | Yes |  |  | Process Systems | 19
2257 | 2257 | 2257 | PS2257 | PS2257 | Eligible Under B&I | Compressed Air Heat Recovery | PS2257: Compressed Air Heat Recovery | 50 | HP | 50 | HP | 50 | HP | 2257 | 2257 | 2257 | Yes-to B&I | Yes-to B&I | Yes-to B&I | 50% | 50% | 50% | No | No | Yes |  |  | Process Systems | 20
3928 | 3928 | 3928 | PS3928 | PS3928 | Eligible Under B&I | Vacuum Pump Heat Recovery | PS3928: Vacuum Pump Heat Recovery | 50 | HP | 50 | HP | 50 | HP | 3928 | 3928 | 3928 | Yes-to B&I | Yes-to B&I | Yes-to B&I | 50% | 50% | 50% | No | No | Yes |  |  | Process Systems | 20
2257 | 2257 | 2257 | N-PS2257 | N-PS2257 | Eligible Under B&I | Compressed Air Heat Recovery | N-PS2257: Compressed Air Heat Recovery | 50 | HP | 50 | HP | 50 | HP | 2257 | 2257 | 2257 | Yes-to B&I | Yes-to B&I | Yes-to B&I | 50% | 50% | 50% | No | No | Yes |  |  | Process Systems | 20
3928 | 3928 | 3928 | N-PS3928 | N-PS3928 | Eligible Under B&I | Vacuum Pump Heat Recovery | N-PS3928: Vacuum Pump Heat Recovery | 50 | HP | 50 | HP | 50 | HP | 3928 | 3928 | 3928 | Yes-to B&I | Yes-to B&I | Yes-to B&I | 50% | 50% | 50% | No | No | Yes |  |  | Process Systems | 20
2848 | 2848 | 2848 | PS2848 | PS2848 | Not Eligible | Compressed Air Process Load Shifting | PS2848: Compressed Air Process Load Shifting | 200 | Compressor HP Shifted | 200 | Compressor HP Shifted | N/A | Compressor HP Shifted | 2848 | 2848 | 2848 | No | No | No | 50% | 50% | 50% | No | Yes | Yes | Process Systems | D | Process Systems | 21
[6 empty] | ----------------------PROCESS SYSTEMS CATALOG: STEAM SYSTEMS------------------------- | ----------------------PROCESS SYSTEMS CATALOG: STEAM SYSTEMS------------------------- | [20 empty] | Process Systems
4041 | 4041 | 4041 | PS4041 | PS4041 | Not Eligible | Steam Trap Survey (Process) | PS4041: Steam Trap Survey (Process) | 4 | Steam Trap | 4 | Steam Trap | N/A | Steam Trap | 4041 | 4041 | 4041 | No | No | No | 100% | 100% | 100% | No | No | Yes |  |  | Process Systems | 24
3999 | 3999 | 3999 | PS3999 | PS3999 | Not Eligible | Steam Trap Repair/Replacement, Industrial, < 10 psig | PS3999: Steam Trap Repair/Replacement, Industrial, < 10 psig | 25 | Steam Trap | 25 | Steam Trap | N/A | Steam Trap | 3999 | 3999 | 3999 | No | No | No | 100% | 100% | 100% | No | No | Yes |  |  | Process Systems | 24
4000 | 4000 | 4000 | PS4000 | PS4000 | Not Eligible | Steam Trap Repair/Replacement, Industrial, 10-49 psig | PS4000: Steam Trap Repair/Replacement, Industrial, 10-49 psig | 40 | Steam Trap | 40 | Steam Trap | N/A | Steam Trap | 4000 | 4000 | 4000 | No | No | No | 100% | 100% | 100% | No | No | Yes |  |  | Process Systems | 24
4001 | 4001 | 4001 | PS4001 | PS4001 | Not Eligible | Steam Trap Repair/Replacement, Industrial, 50-124 psig | PS4001: Steam Trap Repair/Replacement, Industrial, 50-124 psig | 60 | Steam Trap | 60 | Steam Trap | N/A | Steam Trap | 4001 | 4001 | 4001 | No | No | No | 100% | 100% | 100% | No | No | Yes |  |  | Process Systems | 24
4002 | 4002 | 4002 | PS4002 | PS4002 | Not Eligible | Steam Trap Repair/Replacement, Industrial, 125-225 psig | PS4002: Steam Trap Repair/Replacement, Industrial, 125-225 psig | 100 | Steam Trap | 100 | Steam Trap | N/A | Steam Trap | 4002 | 4002 | 4002 | No | No | No | 100% | 100% | 100% | No | No | Yes |  |  | Process Systems | 24
4003 | 4003 | 4003 | PS4003 | PS4003 | Not Eligible | Steam Trap Repair/Replacement, Industrial, > 225 psig | PS4003: Steam Trap Repair/Replacement, Industrial, > 225 psig | 160 | Steam Trap | 160 | Steam Trap | N/A | Steam Trap | 4003 | 4003 | 4003 | No | No | No | 100% | 100% | 100% | No | No | Yes |  |  | Process Systems | 24
4761 | 4761 | 4761 | PS4761 | PS4761 | Not Eligible | Process Boiler Combustion Upgrades, Linkageless Controls | PS4761: Process Boiler Combustion Upgrades, Linkageless Controls | 10 | BHP | 10 | BHP | N/A | BHP | 4761 | 4761 | 4761 | No | No | No | 50% | 50% | 50% | No | Yes | Yes | Process Systems | E | Process Systems | 25
4762 | 4762 | 4762 | PS4762 | PS4762 | Not Eligible | Process Boiler Combustion Upgrades, O2 Trim Controls | PS4762: Process Boiler Combustion Upgrades, O2 Trim Controls | 5 | BHP | 5 | BHP | N/A | BHP | 4762 | 4762 | 4762 | No | No | No | 50% | 50% | 50% | No | Yes | Yes | Process Systems | E | Process Systems | 25
4760 | 4760 | 4760 | PS4760 | PS4760 | Not Eligible | Process Boiler Combustion Upgrades, High Turndown Burner | PS4760: Process Boiler Combustion Upgrades, High Turndown Burner | 10 | BHP | 10 | BHP | N/A | BHP | 4760 | 4760 | 4760 | No | No | No | 50% | 50% | 50% | No | Yes | Yes | Process Systems | E | Process Systems | 25
[6 empty] | ----------------------PROCESS SYSTEMS CATALOG: VFDs------------------------- | ----------------------PROCESS SYSTEMS CATALOG: VFDs------------------------- | [20 empty] | Process Systems
2726 | 2726 | 2726 | PS2726 | PS2726 | Eligible Under B&I | Variable Frequency Drives, Existing Bldg: Variable Torque, CW Distribution Pump | PS2726: Variable Frequency Drives, Existing Bldg: Variable Torque, CW Distribution Pump | 35 | HP | 35 | HP | 25 | HP | 2726 | 2726 | 2726 | Yes-to B&I | Yes-to B&I | Yes-to B&I | 100% | 100% | 100% | No | Yes | Yes | Process Systems | F | Process Systems | 28
2640 | 2640 | 2640 | PS2640 | PS2640 | Eligible Under B&I | Variable Frequency Drives, Existing Bldg: Variable Torque, Boiler Draft Fan | PS2640: Variable Frequency Drives, Existing Bldg: Variable Torque, Boiler Draft Fan | 35 | HP | 35 | HP | 25 | HP | 2640 | 2640 | 2640 | Yes-to B&I | Yes-to B&I | Yes-to B&I | 100% | 100% | 100% | No | Yes | Yes | Process Systems | F | Process Systems | 28
2641 | 2641 | 2641 | PS2641 | PS2641 | Eligible Under B&I | Variable Frequency Drives, Existing Bldg: Variable Torque, Cooling Tower Fan | PS2641: Variable Frequency Drives, Existing Bldg: Variable Torque, Cooling Tower Fan | 35 | HP | 35 | HP | 25 | HP | 2641 | 2641 | 2641 | Yes-to B&I | Yes-to B&I | Yes-to B&I | 100% | 100% | 100% | No | Yes | Yes | Process Systems | F | Process Systems | 28
2647 | 2647 | 2647 | PS2647 | PS2647 | Eligible Under B&I | Variable Frequency Drives, Existing Bldg: Variable Torque, Process Fan | PS2647: Variable Frequency Drives, Existing Bldg: Variable Torque, Process Fan | 35 | HP | 35 | HP | 25 | HP | 2647 | 2647 | 2647 | Yes-to B&I | Yes-to B&I | Yes-to B&I | 100% | 100% | 100% | No | Yes | Yes | Process Systems | F | Process Systems | 28
2648 | 2648 | 2648 | PS2648 | PS2648 | Eligible Under B&I | Variable Frequency Drives, Existing Bldg: Variable Torque, Process Pump | PS2648: Variable Frequency Drives, Existing Bldg: Variable Torque, Process Pump | 35 | HP | 35 | HP | 25 | HP | 2648 | 2648 | 2648 | Yes-to B&I | Yes-to B&I | Yes-to B&I | 100% | 100% | 100% | No | Yes | Yes | Process Systems | F | Process Systems | 28
2726 | 2726 | 2726 | N-PS2726 | N-PS2726 | Eligible Under B&I | Variable Frequency Drives, New Const: Variable Torque, CW Distribution Pump | N-PS2726: Variable Frequency Drives, New Const: Variable Torque, CW Distribution Pump | 25 | HP | 25 | HP | 25 | HP | 2726 | 2726 | 2726 | Yes-to B&I | Yes-to B&I | Yes-to B&I | 100% | 100% | 100% | No | Yes | Yes | Process Systems | F | Process Systems | 28
2640 | 2640 | 2640 | N-PS2640 | N-PS2640 | Eligible Under B&I | Variable Frequency Drives, New Const: Variable Torque, Boiler Draft Fan | N-PS2640: Variable Frequency Drives, New Const: Variable Torque, Boiler Draft Fan | 25 | HP | 25 | HP | 25 | HP | 2640 | 2640 | 2640 | Yes-to B&I | Yes-to B&I | Yes-to B&I | 100% | 100% | 100% | No | Yes | Yes | Process Systems | F | Process Systems | 28
2641 | 2641 | 2641 | N-PS2641 | N-PS2641 | Eligible Under B&I | Variable Frequency Drives, New Const: Variable Torque, Cooling Tower Fan | N-PS2641: Variable Frequency Drives, New Const: Variable Torque, Cooling Tower Fan | 25 | HP | 25 | HP | 25 | HP | 2641 | 2641 | 2641 | Yes-to B&I | Yes-to B&I | Yes-to B&I | 100% | 100% | 100% | No | Yes | Yes | Process Systems | F | Process Systems | 28
2647 | 2647 | 2647 | N-PS2647 | N-PS2647 | Eligible Under B&I | Variable Frequency Drives, New Const: Variable Torque, Process Fan | N-PS2647: Variable Frequency Drives, New Const: Variable Torque, Process Fan | 25 | HP | 25 | HP | 25 | HP | 2647 | 2647 | 2647 | Yes-to B&I | Yes-to B&I | Yes-to B&I | 100% | 100% | 100% | No | Yes | Yes | Process Systems | F | Process Systems | 28
2648 | 2648 | 2648 | N-PS2648 | N-PS2648 | Eligible Under B&I | Variable Frequency Drives, New Const: Variable Torque, Process Pump | N-PS2648: Variable Frequency Drives, New Const: Variable Torque, Process Pump | 25 | HP | 25 | HP | 25 | HP | 2648 | 2648 | 2648 | Yes-to B&I | Yes-to B&I | Yes-to B&I | 100% | 100% | 100% | No | Yes | Yes | Process Systems | F | Process Systems | 28
3280 | 3280 | 3280 | PS3280 | PS3280 | Not Eligible | Variable Frequency Drives, Existing Bldg: Constant Torque, All Types | PS3280: Variable Frequency Drives, Existing Bldg: Constant Torque, All Types | 30 | HP | 30 | HP | N/A | HP | 3280 | 3280 | 3280 | No | No | No | 100% | 100% | 100% | No | Yes | Yes | Process Systems | G | Process Systems | 29
[6 empty] | ----------------------PROCESS SYSTEMS CATALOG: DATA CENTER AND TELECOM FACILITIES------------------------- | ----------------------PROCESS SYSTEMS CATALOG: DATA CENTER AND TELECOM FACILITIES------------------------- | [20 empty] | Process Systems
4768 | 4768 | 4768 | PS4768 | PS4768 | N-PS4768 | 15 SEER Split System, < 5.4 tons, Data Center/Telecom | PS4768: 15 SEER Split System, < 5.4 tons, Data Center/Telecom | 150 | A/C Unit | 150 | A/C Unit | 100 | A/C Unit | 4768 | 4768 | 4768 | Yes-to NC Prgm | Yes-to NC Prgm | Yes-to NC Prgm | 100% | 100% | 100% | No | No | Yes |  |  | Process Systems | 32
4769 | 4769 | 4769 | PS4769 | PS4769 | N-PS4769 | 16 SEER Split System, < 5.4 tons, Data Center/Telecom | PS4769: 16 SEER Split System, < 5.4 tons, Data Center/Telecom | 200 | A/C Unit | 200 | A/C Unit | 150 | A/C Unit | 4769 | 4769 | 4769 | Yes-to NC Prgm | Yes-to NC Prgm | Yes-to NC Prgm | 100% | 100% | 100% | No | No | Yes |  |  | Process Systems | 32
4770 | 4770 | 4770 | PS4770 | PS4770 | N-PS4770 | 17 SEER Split System, < 5.4 tons, Data Center/Telecom | PS4770: 17 SEER Split System, < 5.4 tons, Data Center/Telecom | 250 | A/C Unit | 250 | A/C Unit | 175 | A/C Unit | 4770 | 4770 | 4770 | Yes-to NC Prgm | Yes-to NC Prgm | Yes-to NC Prgm | 100% | 100% | 100% | No | No | Yes |  |  | Process Systems | 32
4771 | 4771 | 4771 | PS4771 | PS4771 | N-PS4771 | 18 SEER Split System, < 5.4 tons, Data Center/Telecom | PS4771: 18 SEER Split System, < 5.4 tons, Data Center/Telecom | 300 | A/C Unit | 300 | A/C Unit | 200 | A/C Unit | 4771 | 4771 | 4771 | Yes-to NC Prgm | Yes-to NC Prgm | Yes-to NC Prgm | 100% | 100% | 100% | No | No | Yes |  |  | Process Systems | 32
4772 | 4772 | 4772 | PS4772 | PS4772 | N-PS4772 | 15 SEER Single Package, < 5.4 tons, Data Center/Telecom | PS4772: 15 SEER Single Package, < 5.4 tons, Data Center/Telecom | 150 | A/C Unit | 150 | A/C Unit | 75 | A/C Unit | 4772 | 4772 | 4772 | Yes-to NC Prgm | Yes-to NC Prgm | Yes-to NC Prgm | 100% | 100% | 100% | No | No | Yes |  |  | Process Systems | 32
4773 | 4773 | 4773 | PS4773 | PS4773 | N-PS4773 | 16 SEER Single Package, < 5.4 tons, Data Center/Telecom | PS4773: 16 SEER Single Package, < 5.4 tons, Data Center/Telecom | 200 | A/C Unit | 200 | A/C Unit | 100 | A/C Unit | 4773 | 4773 | 4773 | Yes-to NC Prgm | Yes-to NC Prgm | Yes-to NC Prgm | 100% | 100% | 100% | No | No | Yes |  |  | Process Systems | 32
4774 | 4774 | 4774 | PS4774 | PS4774 | N-PS4774 | 17 SEER Single Package, < 5.4 tons, Data Center/Telecom | PS4774: 17 SEER Single Package, < 5.4 tons, Data Center/Telecom | 250 | A/C Unit | 250 | A/C Unit | 125 | A/C Unit | 4774 | 4774 | 4774 | Yes-to NC Prgm | Yes-to NC Prgm | Yes-to NC Prgm | 100% | 100% | 100% | No | No | Yes |  |  | Process Systems | 32
4775 | 4775 | 4775 | PS4775 | PS4775 | N-PS4775 | 18 SEER Single Package, < 5.4 tons, Data Center/Telecom | PS4775: 18 SEER Single Package, < 5.4 tons, Data Center/Telecom | 300 | A/C Unit | 300 | A/C Unit | 150 | A/C Unit | 4775 | 4775 | 4775 | Yes-to NC Prgm | Yes-to NC Prgm | Yes-to NC Prgm | 100% | 100% | 100% | No | No | Yes |  |  | Process Systems | 32
4776 | 4776 | 4776 | PS4776 | PS4776 | Not Eligible | Air Side Economizer, Data Center/Telecom | PS4776: Air Side Economizer, Data Center/Telecom | 100 | Ton | 100 | Ton | N/A | Ton | 4776 | 4776 | 4776 | No | No | No | 100% | 100% | 100% | No | Yes | Yes | Process Systems | H | Process Systems | 33
2305 | 2305 | 2305 | PS2305 | PS2305 | Not Eligible | Energy Efficient Drycooler, Data Center/Telecom | PS2305: Energy Efficient Drycooler, Data Center/Telecom | 80 | Ton | 80 | Ton | N/A | Ton | 2305 | 2305 | 2305 | No | No | No | 100% | 100% | 100% | No | Yes | Yes | Process Systems | I | Process Systems | 33
4777 | 4777 | 4777 | PS4777 | PS4777 | Not Eligible | Efficient UPS, Data Center/Telecom | PS4777: Efficient UPS, Data Center/Telecom | 20 | kW | 20 | kW | N/A | kW | 4777 | 4777 | 4777 | No | No | No | 100% | 100% | 100% | No | Yes | Yes | Process Systems | J | Process Systems | 34
4778 | 4778 | 4778 | PS4778 | PS4778 | Not Eligible | Efficient Rectifier, Data Center/Telecom | PS4778: Efficient Rectifier, Data Center/Telecom | 20 | kW | 20 | kW | N/A | kW | 4778 | 4778 | 4778 | No | No | No | 100% | 100% | 100% | No | Yes | Yes | Process Systems | J | Process Systems | 34
[6 empty] | ----------------------PROCESS SYSTEMS CATALOG: PROCESS SPECIALTY EQUIPMENT------------------------- | ----------------------PROCESS SYSTEMS CATALOG: PROCESS SPECIALTY EQUIPMENT------------------------- | [20 empty] | Process Systems
2490 | 2490 | 2490 | PS2490 | PS2490 | Eligible Under B&I | Energy-Efficient Radiant Heater Bands for Plastics | PS2490: Energy-Efficient Radiant Heater Bands for Plastics | 60 | kW of existing heater bands | 60 | kW of existing heater bands | 60 | kW of existing heater bands | 2490 | 2490 | 2490 | Yes-to B&I | Yes-to B&I | Yes-to B&I | 50% | 50% | 50% | No | Yes | Yes | Process Systems | K | Process Systems | 38
2490 | 2490 | 2490 | N-PS2490 | N-PS2490 | Eligible Under B&I | Energy-Efficient Radiant Heater Bands for Plastics | N-PS2490: Energy-Efficient Radiant Heater Bands for Plastics | 60 | kW of std heater bands | 60 | kW of std heater bands | 60 | kW of std heater bands | 2490 | 2490 | 2490 | Yes-to B&I | Yes-to B&I | Yes-to B&I | 50% | 50% | 50% | No | Yes | Yes | Process Systems | K | Process Systems | 38
2496 | 2496 | 2496 | PS2496 | PS2496 | Eligible Under B&I | Pressure Screen Rotor for Pulp & Paper | PS2496: Pressure Screen Rotor for Pulp & Paper | 40 | HP | 40 | HP | 40 | HP | 2496 | 2496 | 2496 | Yes-to B&I | Yes-to B&I | Yes-to B&I | 50% | 50% | 50% | No | Yes | Yes | Process Systems | L | Process Systems | 39
2496 | 2496 | 2496 | N-PS2496 | N-PS2496 | Eligible Under B&I | Pressure Screen Rotor for Pulp & Paper | N-PS2496: Pressure Screen Rotor for Pulp & Paper | 40 | HP | 40 | HP | 40 | HP | 2496 | 2496 | 2496 | Yes-to B&I | Yes-to B&I | Yes-to B&I | 50% | 50% | 50% | No | Yes | Yes | Process Systems | L | Process Systems | 39
2538 | 2538 | 2538 | PS2538 | PS2538 | Eligible Under B&I | Energy-Efficient Repulper Rotor | PS2538: Energy-Efficient Repulper Rotor | 30 | HP | 30 | HP | 30 | HP | 2538 | 2538 | 2538 | Yes-to B&I | Yes-to B&I | Yes-to B&I | 100% | 100% | 100% | No | Yes | Yes | Process Systems | M | Process Systems | 39
2315 | 2315 | 2315 | PS2315 | PS2315 | Eligible Under B&I | Energy-Efficient Extraction Plate | PS2315: Energy-Efficient Extraction Plate | 10 | HP | 10 | HP | 10 | HP | 2315 | 2315 | 2315 | Yes-to B&I | Yes-to B&I | Yes-to B&I | 100% | 100% | 100% | No | No | Yes | Process Systems | M | Process Systems | 39
2538 | 2538 | 2538 | N-PS2538 | N-PS2538 | Eligible Under B&I | Energy-Efficient Repulper Rotor | N-PS2538: Energy-Efficient Repulper Rotor | 30 | HP | 30 | HP | 30 | HP | 2538 | 2538 | 2538 | Yes-to B&I | Yes-to B&I | Yes-to B&I | 100% | 100% | 100% | No | Yes | Yes | Process Systems | M | Process Systems | 39
2315 | 2315 | 2315 | N-PS2315 | N-PS2315 | Eligible Under B&I | Energy-Efficient Extraction Plate | N-PS2315: Energy-Efficient Extraction Plate | 10 | HP | 10 | HP | 10 | HP | 2315 | 2315 | 2315 | Yes-to B&I | Yes-to B&I | Yes-to B&I | 100% | 100% | 100% | No | No | Yes | Process Systems | M | Process Systems | 39
4764 | 4764 | 4764 | PS4764 | PS4764 | Eligible Under B&I | Pulp and Paper, Spline Rotor Upgrade | PS4764: Pulp and Paper, Spline Rotor Upgrade | 25 | HP | 25 | HP | 25 | HP | 4764 | 4764 | 4764 | Yes-to B&I | Yes-to B&I | Yes-to B&I | 50% | 50% | 50% | No | Yes | Yes | Process Systems | N | Process Systems | 39
4764 | 4764 | 4764 | N-PS4764 | N-PS4764 | Eligible Under B&I | Pulp and Paper, Spline Rotor Upgrade | N-PS4764: Pulp and Paper, Spline Rotor Upgrade | 25 | HP | 25 | HP | 25 | HP | 4764 | 4764 | 4764 | Yes-to B&I | Yes-to B&I | Yes-to B&I | 50% | 50% | 50% | No | Yes | Yes | Process Systems | N | Process Systems | 39
4763 | 4763 | 4763 | PS4763 | PS4763 | Eligible Under B&I | Pulp and Paper, High Efficiency Side Entry Agitator | PS4763: Pulp and Paper, High Efficiency Side Entry Agitator | 30 | HP | 30 | HP | 30 | HP | 4763 | 4763 | 4763 | Yes-to B&I | Yes-to B&I | Yes-to B&I | 50% | 50% | 50% | No | Yes | Yes | Process Systems | O | Process Systems | 40
4763 | 4763 | 4763 | N-PS4763 | N-PS4763 | Eligible Under B&I | Pulp and Paper, High Efficiency Side Entry Agitator | N-PS4763: Pulp and Paper, High Efficiency Side Entry Agitator | 30 | HP | 30 | HP | 30 | HP | 4763 | 4763 | 4763 | Yes-to B&I | Yes-to B&I | Yes-to B&I | 50% | 50% | 50% | No | Yes | Yes | Process Systems | O | Process Systems | 40
4765 | 4765 | 4765 | PS4765 | PS4765 | Eligible Under B&I | Industrial High Frequency Battery Charger | PS4765: Industrial High Frequency Battery Charger | 3 | kWh Capacity | 3 | kWh Capacity | 3 | kWh Capacity | 4765 | 4765 | 4765 | Yes-to B&I | Yes-to B&I | Yes-to B&I | 100% | 100% | 100% | No | Yes | Yes | Process Systems | P | Process Systems | 41
4765 | 4765 | 4765 | N-PS4765 | N-PS4765 | Eligible Under B&I | Industrial High Frequency Battery Charger | N-PS4765: Industrial High Frequency Battery Charger | 3 | kWh Capacity | 3 | kWh Capacity | 3 | kWh Capacity | 4765 | 4765 | 4765 | Yes-to B&I | Yes-to B&I | Yes-to B&I | 100% | 100% | 100% | No | Yes | Yes | Process Systems | P | Process Systems | 41
3244 | 3244 | 3244 | PS3244 | PS3244 | Not Eligible | Process Exhaust Filtration | PS3244: Process Exhaust Filtration | 0.55 | CFM Reduced | 0.55 | CFM Reduced | N/A | CFM Reduced | 3244 | 3244 | 3244 | No | No | No | 50% | 50% | 50% | No | Yes | Yes | Process Systems | Q | Process Systems | 42
[6 empty] | ----------------------AGRIBUSINESS CATALOG: DAIRY & LIVESTOCK ----------------------------- | ----------------------AGRIBUSINESS CATALOG: DAIRY & LIVESTOCK -----------------------------
N/A | 3982 |  | Not Eligible | AG3982 | Eligible Under B&I-Rural | Plate Heat Exchanger and Well Water Pre-Cooler (<135 milking cows) | AG3982: Plate Heat Exchanger and Well Water Pre-Cooler (<135 milking cows) | N/A | N/A | 400 | Plate Cooler | 400 | Plate Cooler | N/A | 3982 |  | N/A | Yes-to B&I-Rural | N/A | 100% | 100% | 100% | No | No | No |  |  | Agribusiness | 14
N/A | 3983 |  | Not Eligible | AG3983 | Eligible Under B&I-Rural | Plate Heat Exchanger and Well Water Pre-Cooler (≥135 milking cows) | AG3983: Plate Heat Exchanger and Well Water Pre-Cooler (≥135 milking cows) | N/A | N/A | 3 | Milking Cow | 3 | Milking Cow | N/A | 3983 |  | N/A | Yes-to B&I-Rural | N/A | 100% | 100% | 100% | No | No | No |  |  | Agribusiness | 14
N/A | 3982 |  | Not Eligible | N-AG3982 | Eligible Under B&I-Rural | Plate Heat Exchanger and Well Water Pre-Cooler (<135 milking cows) | N-AG3982: Plate Heat Exchanger and Well Water Pre-Cooler (<135 milking cows) | N/A | N/A | 400 | Plate Cooler | 400 | Plate Cooler | N/A | 3982 |  | N/A | Yes-to B&I-Rural | N/A | 100% | 100% | 100% | No | No | No |  |  | Agribusiness | 14
N/A | 3983 |  | Not Eligible | N-AG3983 | Eligible Under B&I-Rural | Plate Heat Exchanger and Well Water Pre-Cooler (≥135 milking cows) | N-AG3983: Plate Heat Exchanger and Well Water Pre-Cooler (≥135 milking cows) | N/A | N/A | 3 | Milking Cow | 3 | Milking Cow | N/A | 3983 |  | N/A | Yes-to B&I-Rural | N/A | 100% | 100% | 100% | No | No | No |  |  | Agribusiness | 14
N/A | 3987 |  | Not Eligible | AG3987 | Eligible Under B&I-Rural | VFD, Dairy Vacuum Pump, Agriculture | AG3987: VFD, Dairy Vacuum Pump, Agriculture | N/A | N/A | 7 | Milking Cow | 7 | Milking Cow | N/A | 3987 |  | N/A | Yes-to B&I-Rural | N/A | 100% | 100% | 100% | No | No | No |  |  | Agribusiness | 14
N/A | 3988 |  | Not Eligible | AG3988 | Eligible Under B&I-Rural | VFD, Dairy Milk Pump, Agriculture | AG3988: VFD, Dairy Milk Pump, Agriculture | N/A | N/A | 3 | Milking Cow | 3 | Milking Cow | N/A | 3988 |  | N/A | Yes-to B&I-Rural | N/A | 100% | 100% | 100% | No | No | No |  |  | Agribusiness | 14
N/A | 3987 |  | Not Eligible | N-AG3987 | Eligible Under B&I-Rural | VFD, Dairy Vacuum Pump, Agriculture | N-AG3987: VFD, Dairy Vacuum Pump, Agriculture | N/A | N/A | 7 | Milking Cow | 7 | Milking Cow | N/A | 3987 |  | N/A | Yes-to B&I-Rural | N/A | 100% | 100% | 100% | No | No | No |  |  | Agribusiness | 14
N/A | 3988 |  | Not Eligible | N-AG3988 | Eligible Under B&I-Rural | VFD, Dairy Milk Pump, Agriculture | N-AG3988: VFD, Dairy Milk Pump, Agriculture | N/A | N/A | 3 | Milking Cow | 3 | Milking Cow | N/A | 3988 |  | N/A | Yes-to B&I-Rural | N/A | 100% | 100% | 100% | No | No | No |  |  | Agribusiness | 14
N/A | 2306 |  | Not Eligible | R2306 | Eligible Under B&I-Rural | ECM Compressor Fan Motor | R2306: ECM Compressor Fan Motor | N/A | N/A | 25 | Motor | 25 | Motor | N/A | 2306 |  | N/A | Yes-to B&I-Rural | N/A | 100% | 100% | 100% | No | No | Yes |  |  | Agribusiness | 15
N/A | 2307 |  | Not Eligible | R2307 | Eligible Under B&I-Rural | ECM Condenser / Condensing Unit Fan Motor | R2307: ECM Condenser / Condensing Unit Fan Motor | N/A | N/A | 25 | Motor | 25 | Motor | N/A | 2307 |  | N/A | Yes-to B&I-Rural | N/A | 100% | 100% | 100% | No | No | Yes |  |  | Agribusiness | 15
N/A | 2306 |  | Not Eligible | N-R2306 | Eligible Under B&I-Rural | ECM Compressor Fan Motor | N-R2306: ECM Compressor Fan Motor | N/A | N/A | 25 | Motor | 25 | Motor | N/A | 2306 |  | N/A | Yes-to B&I-Rural | N/A | 100% | 100% | 100% | No | No | Yes |  |  | Agribusiness | 15
N/A | 2307 |  | Not Eligible | N-R2307 | Eligible Under B&I-Rural | ECM Condenser / Condensing Unit Fan Motor | N-R2307: ECM Condenser / Condensing Unit Fan Motor | N/A | N/A | 25 | Motor | 25 | Motor | N/A | 2307 |  | N/A | Yes-to B&I-Rural | N/A | 100% | 100% | 100% | No | No | Yes |  |  | Agribusiness | 15
N/A | 2660 |  | Not Eligible | AG2660 | Not Eligible | Waterer, Livestock, ≤ 250 Watts | AG2660: Waterer, Livestock, ≤ 250 Watts | N/A | N/A | 40 | Waterer | N/A | Waterer | N/A | 2660 |  | N/A | No | N/A | 100% | 100% | 100% | No | No | No |  |  | Agribusiness | 16
N/A | 3018 |  | Not Eligible | AG3018 | Eligible Under B&I-Rural | Waterer, Livestock, Energy Free | AG3018: Waterer, Livestock, Energy Free | N/A | N/A | 60 | Waterer | 60 | Waterer | N/A | 3018 |  | N/A | Yes-to B&I-Rural | N/A | 100% | 100% | 100% | No | No | No |  |  | Agribusiness | 16
N/A | 3018 |  | Not Eligible | N-AG3018 | Eligible Under B&I-Rural | Waterer, Livestock, Energy Free | N-AG3018: Waterer, Livestock, Energy Free | N/A | N/A | 60 | Waterer | 60 | Waterer | N/A | 3018 |  | N/A | Yes-to B&I-Rural | N/A | 100% | 100% | 100% | No | No | No |  |  | Agribusiness | 16
N/A | 3989 |  | Not Eligible | AG3989 | Eligible Under B&I-Rural | Refrigeration Heat Recovery, NG WH, w/ a pre-cooler and VFD on milk pump, Ag | AG3989: Refrigeration Heat Recovery, NG WH, w/ a pre-cooler and VFD on milk pump, Ag | N/A | N/A | 600 | RHR Unit | 600 | RHR Unit | N/A | 3989 |  | N/A | Yes-to B&I-Rural | N/A | 100% | 100% | 100% | No | Yes | Yes |  |  | Agribusiness | 17
N/A | 3990 |  | Not Eligible | AG3990 | Eligible Under B&I-Rural | Refrigeration Heat Recovery, NG WH, w/ a pre-cooler, Ag | AG3990: Refrigeration Heat Recovery, NG WH, w/ a pre-cooler, Ag | N/A | N/A | 600 | RHR Unit | 600 | RHR Unit | N/A | 3990 |  | N/A | Yes-to B&I-Rural | N/A | 100% | 100% | 100% | No | Yes | Yes |  |  | Agribusiness | 17
N/A | 3991 |  | Not Eligible | AG3991 | Eligible Under B&I-Rural | Refrigeration Heat Recovery, NG WH, w/ no pre-cooler, Ag | AG3991: Refrigeration Heat Recovery, NG WH, w/ no pre-cooler, Ag | N/A | N/A | 600 | RHR Unit | 600 | RHR Unit | N/A | 3991 |  | N/A | Yes-to B&I-Rural | N/A | 100% | 100% | 100% | No | Yes | Yes |  |  | Agribusiness | 17
N/A | 3992 |  | Not Eligible | AG3992 | Eligible Under B&I-Rural | Refrigeration Heat Recovery, Elec WH, w/ a pre-cooler and VFD on milk pump, Ag | AG3992: Refrigeration Heat Recovery, Elec WH, w/ a pre-cooler and VFD on milk pump, Ag | N/A | N/A | 600 | RHR Unit | 600 | RHR Unit | N/A | 3992 |  | N/A | Yes-to B&I-Rural | N/A | 100% | 100% | 100% | No | Yes | Yes |  |  | Agribusiness | 17
N/A | 3993 |  | Not Eligible | AG3993 | Eligible Under B&I-Rural | Refrigeration Heat Recovery, Elec WH, w/ a pre-cooler, Ag | AG3993: Refrigeration Heat Recovery, Elec WH, w/ a pre-cooler, Ag | N/A | N/A | 600 | RHR Unit | 600 | RHR Unit | N/A | 3993 |  | N/A | Yes-to B&I-Rural | N/A | 100% | 100% | 100% | No | Yes | Yes |  |  | Agribusiness | 17
N/A | 3994 |  | Not Eligible | AG3994 | Eligible Under B&I-Rural | Refrigeration Heat Recovery, Elec WH, w/ no pre-cooler, Ag | AG3994: Refrigeration Heat Recovery, Elec WH, w/ no pre-cooler, Ag | N/A | N/A | 600 | RHR Unit | 600 | RHR Unit | N/A | 3994 |  | N/A | Yes-to B&I-Rural | N/A | 100% | 100% | 100% | No | Yes | Yes |  |  | Agribusiness | 17
N/A | 3989 |  | Not Eligible | N-AG3989 | Eligible Under B&I-Rural | Refrigeration Heat Recovery, NG WH, w/ a pre-cooler and VFD on milk pump, Ag | N-AG3989: Refrigeration Heat Recovery, NG WH, w/ a pre-cooler and VFD on milk pump, Ag | N/A | N/A | 600 | RHR Unit | 600 | RHR Unit | N/A | 3989 |  | N/A | Yes-to B&I-Rural | N/A | 100% | 100% | 100% | No | Yes | Yes |  |  | Agribusiness | 17
N/A | 3990 |  | Not Eligible | N-AG3990 | Eligible Under B&I-Rural | Refrigeration Heat Recovery, NG WH, w/ a pre-cooler, Ag | N-AG3990: Refrigeration Heat Recovery, NG WH, w/ a pre-cooler, Ag | N/A | N/A | 600 | RHR Unit | 600 | RHR Unit | N/A | 3990 |  | N/A | Yes-to B&I-Rural | N/A | 100% | 100% | 100% | No | Yes | Yes |  |  | Agribusiness | 17
N/A | 3991 |  | Not Eligible | N-AG3991 | Eligible Under B&I-Rural | Refrigeration Heat Recovery, NG WH, w/ no pre-cooler, Ag | N-AG3991: Refrigeration Heat Recovery, NG WH, w/ no pre-cooler, Ag | N/A | N/A | 600 | RHR Unit | 600 | RHR Unit | N/A | 3991 |  | N/A | Yes-to B&I-Rural | N/A | 100% | 100% | 100% | No | Yes | Yes |  |  | Agribusiness | 17
N/A | 3992 |  | Not Eligible | N-AG3992 | Eligible Under B&I-Rural | Refrigeration Heat Recovery, Elec WH, w/ a pre-cooler and VFD on milk pump, Ag | N-AG3992: Refrigeration Heat Recovery, Elec WH, w/ a pre-cooler and VFD on milk pump, Ag | N/A | N/A | 600 | RHR Unit | 600 | RHR Unit | N/A | 3992 |  | N/A | Yes-to B&I-Rural | N/A | 100% | 100% | 100% | No | Yes | Yes |  |  | Agribusiness | 17
N/A | 3993 |  | Not Eligible | N-AG3993 | Eligible Under B&I-Rural | Refrigeration Heat Recovery, Elec WH, w/ a pre-cooler, Ag | N-AG3993: Refrigeration Heat Recovery, Elec WH, w/ a pre-cooler, Ag | N/A | N/A | 600 | RHR Unit | 600 | RHR Unit | N/A | 3993 |  | N/A | Yes-to B&I-Rural | N/A | 100% | 100% | 100% | No | Yes | Yes |  |  | Agribusiness | 17
N/A | 3994 |  | Not Eligible | N-AG3994 | Eligible Under B&I-Rural | Refrigeration Heat Recovery, Elec WH, w/ no pre-cooler, Ag | N-AG3994: Refrigeration Heat Recovery, Elec WH, w/ no pre-cooler, Ag | N/A | N/A | 600 | RHR Unit | 600 | RHR Unit | N/A | 3994 |  | N/A | Yes-to B&I-Rural | N/A | 100% | 100% | 100% | No | Yes | Yes |  |  | Agribusiness | 17
N/A | 4937 |  | Not Eligible | AG4937 | Eligible Under B&I-Rural | Water Heater, Ag, NG | AG4937: Water Heater, Ag, NG | N/A | N/A | 500 | Water Heater | 500 | Water Heater | N/A | 4937 |  | N/A | Yes-to B&I-Rural | N/A | 100% | 100% | 100% | No | Yes | Yes |  |  | Agribusiness | 17
N/A | 4937 |  | Not Eligible | N-AG4937 | Eligible Under B&I-Rural | Water Heater, Ag, NG | N-AG4937: Water Heater, Ag, NG | N/A | N/A | 500 | Water Heater | 500 | Water Heater | N/A | 4937 |  | N/A | Yes-to B&I-Rural | N/A | 100% | 100% | 100% | No | Yes | Yes |  |  | Agribusiness | 17
N/A | 4902 |  | Not Eligible | H4902 | Not Eligible | Modulating Commercial Dryer Controls, ≥30 to ≤100 lbs, ≥500 to ≤2500 loads/year | H4902: Modulating Commercial Dryer Controls, ≥30 to ≤100 lbs, ≥500 to ≤2500 loads/year | N/A | N/A | 50 | Dryer | N/A | Dryer | N/A | 4902 |  | N/A | No | N/A | 100% | 100% | 100% | No | Yes | Yes | Agribusiness | A | Agribusiness | 18
N/A | 4939 |  | Not Eligible | AG4939 | Eligible Under B&I-Rural | Farrowing Crate Heater, Single, Ag | AG4939: Farrowing Crate Heater, Single, Ag | N/A | N/A | 20 | Heater | 20 | Heater | N/A | 4939 |  | N/A | Yes-to B&I-Rural | N/A | 100% | 100% | 100% | No | No | No |  |  | Agribusiness | 19
N/A | 4940 |  | Not Eligible | AG4940 | Eligible Under B&I-Rural | Farrowing Crate Heater, Double, Ag | AG4940: Farrowing Crate Heater, Double, Ag | N/A | N/A | 40 | Heater | 40 | Heater | N/A | 4940 |  | N/A | Yes-to B&I-Rural | N/A | 100% | 100% | 100% | No | No | No |  |  | Agribusiness | 19
N/A | 4939 |  | Not Eligible | N-AG4939 | Eligible Under B&I-Rural | Farrowing Crate Heater, Single, Ag | N-AG4939: Farrowing Crate Heater, Single, Ag | N/A | N/A | 20 | Heater | 20 | Heater | N/A | 4939 |  | N/A | Yes-to B&I-Rural | N/A | 100% | 100% | 100% | No | No | No |  |  | Agribusiness | 19
N/A | 4940 |  | Not Eligible | N-AG4940 | Eligible Under B&I-Rural | Farrowing Crate Heater, Double, Ag | N-AG4940: Farrowing Crate Heater, Double, Ag | N/A | N/A | 40 | Heater | 40 | Heater | N/A | 4940 |  | N/A | Yes-to B&I-Rural | N/A | 100% | 100% | 100% | No | No | No |  |  | Agribusiness | 19
[6 empty] | ----------------------AGRIBUSINESS CATALOG: LIGHTING -------------------------------------------- | ----------------------AGRIBUSINESS CATALOG: LIGHTING --------------------------------------------
N/A | 3760 |  | Not Eligible | L3760 | Eligible Under B&I-Rural | LED, <44W, 1X4 product replacing 1- or 2-lamp T8 or T12 troffer | L3760: LED, <44W, 1X4 product replacing 1- or 2-lamp T8 or T12 troffer | N/A | N/A | 5 | Fixture | 5 | Fixture | N/A | 3760 |  | N/A | Yes-to B&I-Rural | N/A | 100% | 100% | 100% | No | No | Only if NC Multi-Tech or NC > $10k Incentive |  |  | Agribusiness | 22
N/A | 4793 |  | Not Eligible | L4793 | Eligible Under B&I-Rural | LED, <44W, 2X4 product replacing 1- or 2-lamp T8 or T12 troffer | L4793: LED, <44W, 2X4 product replacing 1- or 2-lamp T8 or T12 troffer | N/A | N/A | 5 | Fixture | 5 | Fixture | N/A | 4793 |  | N/A | Yes-to B&I-Rural | N/A | 100% | 100% | 100% | No | No | Only if NC Multi-Tech or NC > $10k Incentive |  |  | Agribusiness | 22
N/A | 3111 |  | Not Eligible | L3111 | Eligible Under B&I-Rural | LED, ≤55W, 2X4 product replacing 3- or 4-lamp T8 or T12 troffer | L3111: LED, ≤55W, 2X4 product replacing 3- or 4-lamp T8 or T12 troffer | N/A | N/A | 18 | Fixture | 18 | Fixture | N/A | 3111 |  | N/A | Yes-to B&I-Rural | N/A | 100% | 100% | 100% | No | No | Only if NC Multi-Tech or NC > $10k Incentive |  |  | Agribusiness | 22
N/A | 3760 |  | Not Eligible | N-L3760 | Eligible Under B&I-Rural | LED, <44W, 1X4 product replacing 1- or 2-lamp T8 or T12 troffer | N-L3760: LED, <44W, 1X4 product replacing 1- or 2-lamp T8 or T12 troffer | N/A | N/A | 5 | Fixture | 5 | Fixture | N/A | 3760 |  | N/A | Yes-to B&I-Rural | N/A | 100% | 100% | 100% | No | No | Only if NC Multi-Tech or NC > $10k Incentive |  |  | Agribusiness | 22
N/A | 4793 |  | Not Eligible | N-L4793 | Eligible Under B&I-Rural | LED, <44W, 2X4 product replacing 1- or 2-lamp T8 or T12 troffer | N-L4793: LED, <44W, 2X4 product replacing 1- or 2-lamp T8 or T12 troffer | N/A | N/A | 5 | Fixture | 5 | Fixture | N/A | 4793 |  | N/A | Yes-to B&I-Rural | N/A | 100% | 100% | 100% | No | No | Only if NC Multi-Tech or NC > $10k Incentive |  |  | Agribusiness | 22
N/A | 3111 |  | Not Eligible | N-L3111 | Eligible Under B&I-Rural | LED, ≤55W, 2X4 product replacing 3- or 4-lamp T8 or T12 troffer | N-L3111: LED, ≤55W, 2X4 product replacing 3- or 4-lamp T8 or T12 troffer | N/A | N/A | 18 | Fixture | 18 | Fixture | N/A | 3111 |  | N/A | Yes-to B&I-Rural | N/A | 100% | 100% | 100% | No | No | Only if NC Multi-Tech or NC > $10k Incentive |  |  | Agribusiness | 22
N/A | 3400 |  | Not Eligible | L3400 | Eligible Under B&I-Rural | 2X2 LED, ≤36W, replacing Fixture with 2 or more T8 or T12 Lamps | L3400: 2X2 LED, ≤36W, replacing Fixture with 2 or more T8 or T12 Lamps | N/A | N/A | 8 | Fixture | 8 | Fixture | N/A | 3400 |  | N/A | Yes-to B&I-Rural | N/A | 100% | 100% | 100% | No | No | Only if NC Multi-Tech or NC > $10k Incentive |  |  | Agribusiness | 22
N/A | 3401 |  | Not Eligible | L3401 | Eligible Under B&I-Rural | 2X2 LED, ≤85W, replacing Fixture with 2 or more 2G11 base Lamps | L3401: 2X2 LED, ≤85W, replacing Fixture with 2 or more 2G11 base Lamps | N/A | N/A | 16 | Fixture | 16 | Fixture | N/A | 3401 |  | N/A | Yes-to B&I-Rural | N/A | 100% | 100% | 100% | No | No | Only if NC Multi-Tech or NC > $10k Incentive |  |  | Agribusiness | 22
N/A | 3400 |  | Not Eligible | N-L3400 | Eligible Under B&I-Rural | 2X2 LED, ≤36W, replacing Fixture with 2 or more T8 or T12 Lamps | N-L3400: 2X2 LED, ≤36W, replacing Fixture with 2 or more T8 or T12 Lamps | N/A | N/A | 8 | Fixture | 8 | Fixture | N/A | 3400 |  | N/A | Yes-to B&I-Rural | N/A | 100% | 100% | 100% | No | No | Only if NC Multi-Tech or NC > $10k Incentive |  |  | Agribusiness | 22
N/A | 3401 |  | Not Eligible | N-L3401 | Eligible Under B&I-Rural | 2X2 LED, ≤85W, replacing Fixture with 2 or more 2G11 base Lamps | N-L3401: 2X2 LED, ≤85W, replacing Fixture with 2 or more 2G11 base Lamps | N/A | N/A | 16 | Fixture | 16 | Fixture | N/A | 3401 |  | N/A | Yes-to B&I-Rural | N/A | 100% | 100% | 100% | No | No | Only if NC Multi-Tech or NC > $10k Incentive |  |  | Agribusiness | 22
N/A | 3740 |  | Not Eligible | L3740 | Eligible Under B&I-Rural | LED Fixture <11W/FT Replacing 1- or 2-lamp T8 or T12 Lamp(s) in Cross Section | L3740: LED Fixture <11W/FT Replacing 1- or 2-lamp T8 or T12 Lamp(s) in Cross Section | N/A | N/A | 1.5 | Linear Foot | 1.5 | Linear Foot | N/A | 3740 |  | N/A | Yes-to B&I-Rural | N/A | 100% | 100% | 100% | No | No | Only if NC Multi-Tech or NC > $10k Incentive |  |  | Agribusiness | 23
N/A | 3741 |  | Not Eligible | L3741 | Eligible Under B&I-Rural | LED Fixture <24W/FT Replacing 3- or 4-lamp T8 or T12 Lamps in Cross Section | L3741: LED Fixture <24W/FT Replacing 3- or 4-lamp T8 or T12 Lamps in Cross Section | N/A | N/A | 3 | Linear Foot | 3 | Linear Foot | N/A | 3741 |  | N/A | Yes-to B&I-Rural | N/A | 100% | 100% | 100% | No | No | Only if NC Multi-Tech or NC > $10k Incentive |  |  | Agribusiness | 23
N/A | 3738 |  | Not Eligible | L3738 | Eligible Under B&I-Rural | LED Fixture <12W/FT Replacing 1- or 2-lamp T5 Lamp(s) in Cross Section | L3738: LED Fixture <12W/FT Replacing 1- or 2-lamp T5 Lamp(s) in Cross Section | N/A | N/A | 1.5 | Linear Foot | 1.5 | Linear Foot | N/A | 3738 |  | N/A | Yes-to B&I-Rural | N/A | 100% | 100% | 100% | No | No | Only if NC Multi-Tech or NC > $10k Incentive |  |  | Agribusiness | 23
N/A | 3739 |  | Not Eligible | L3739 | Eligible Under B&I-Rural | LED Fixture <28W/FT Replacing 3- or 4-lamp T5 Lamp(s) in Cross Section | L3739: LED Fixture <28W/FT Replacing 3- or 4-lamp T5 Lamp(s) in Cross Section | N/A | N/A | 3 | Linear Foot | 3 | Linear Foot | N/A | 3739 |  | N/A | Yes-to B&I-Rural | N/A | 100% | 100% | 100% | No | No | Only if NC Multi-Tech or NC > $10k Incentive |  |  | Agribusiness | 23
N/A | 3740 |  | Not Eligible | N-L3740 | Eligible Under B&I-Rural | LED Fixture <11W/FT Replacing 1- or 2-lamp T8 or T12 Lamp(s) in Cross Section | N-L3740: LED Fixture <11W/FT Replacing 1- or 2-lamp T8 or T12 Lamp(s) in Cross Section | N/A | N/A | 1.5 | Linear Foot | 1.5 | Linear Foot | N/A | 3740 |  | N/A | Yes-to B&I-Rural | N/A | 100% | 100% | 100% | No | No | Only if NC Multi-Tech or NC > $10k Incentive |  |  | Agribusiness | 23
N/A | 3741 |  | Not Eligible | N-L3741 | Eligible Under B&I-Rural | LED Fixture <24W/FT Replacing 3- or 4-lamp T8 or T12 Lamps in Cross Section | N-L3741: LED Fixture <24W/FT Replacing 3- or 4-lamp T8 or T12 Lamps in Cross Section | N/A | N/A | 3 | Linear Foot | 3 | Linear Foot | N/A | 3741 |  | N/A | Yes-to B&I-Rural | N/A | 100% | 100% | 100% | No | No | Only if NC Multi-Tech or NC > $10k Incentive |  |  | Agribusiness | 23
N/A | 3738 |  | Not Eligible | N-L3738 | Eligible Under B&I-Rural | LED Fixture <12W/FT Replacing 1- or 2-lamp T5 Lamp(s) in Cross Section | N-L3738: LED Fixture <12W/FT Replacing 1- or 2-lamp T5 Lamp(s) in Cross Section | N/A | N/A | 1.5 | Linear Foot | 1.5 | Linear Foot | N/A | 3738 |  | N/A | Yes-to B&I-Rural | N/A | 100% | 100% | 100% | No | No | Only if NC Multi-Tech or NC > $10k Incentive |  |  | Agribusiness | 23
N/A | 3739 |  | Not Eligible | N-L3739 | Eligible Under B&I-Rural | LED Fixture <28W/FT Replacing 3- or 4-lamp T5 Lamp(s) in Cross Section | N-L3739: LED Fixture <28W/FT Replacing 3- or 4-lamp T5 Lamp(s) in Cross Section | N/A | N/A | 3 | Linear Foot | 3 | Linear Foot | N/A | 3739 |  | N/A | Yes-to B&I-Rural | N/A | 100% | 100% | 100% | No | No | Only if NC Multi-Tech or NC > $10k Incentive |  |  | Agribusiness | 23
N/A | 4314 |  | Not Eligible | L4314 | Not Eligible | 4’ 2 Lamp TLED <24W replacing 8’ 1 Lamp T8 or T12 | L4314: 4’ 2 Lamp TLED <24W replacing 8’ 1 Lamp T8 or T12 | N/A | N/A | 7.5 | Fixture | N/A | Fixture | N/A | 4314 |  | N/A | No | N/A | 100% | 100% | 100% | No | No | Only if NC Multi-Tech or NC > $10k Incentive |  |  | Agribusiness | 23
N/A | 4317 |  | Not Eligible | L4317 | Not Eligible | 4’ 2 Lamp TLED <24W replacing 8’ 1 Lamp T8HO or T12HO | L4317: 4’ 2 Lamp TLED <24W replacing 8’ 1 Lamp T8HO or T12HO | N/A | N/A | 7.5 | Fixture | N/A | Fixture | N/A | 4317 |  | N/A | No | N/A | 100% | 100% | 100% | No | No | Only if NC Multi-Tech or NC > $10k Incentive |  |  | Agribusiness | 23
N/A | 4320 |  | Not Eligible | L4320 | Not Eligible | 4’ 4 Lamp TLED <24W replacing 8’ 2 Lamp T8 or T12 | L4320: 4’ 4 Lamp TLED <24W replacing 8’ 2 Lamp T8 or T12 | N/A | N/A | 13 | Fixture | N/A | Fixture | N/A | 4320 |  | N/A | No | N/A | 100% | 100% | 100% | No | No | Only if NC Multi-Tech or NC > $10k Incentive |  |  | Agribusiness | 23
N/A | 4323 |  | Not Eligible | L4323 | Not Eligible | 4’ 4 Lamp TLED <24W replacing 8’ 2 Lamp T8HO or T12HO | L4323: 4’ 4 Lamp TLED <24W replacing 8’ 2 Lamp T8HO or T12HO | N/A | N/A | 15 | Fixture | N/A | Fixture | N/A | 4323 |  | N/A | No | N/A | 100% | 100% | 100% | No | No | Only if NC Multi-Tech or NC > $10k Incentive |  |  | Agribusiness | 23
N/A | 4326 |  | Not Eligible | L4326 | Not Eligible | 4’ 2 Lamp TLED <24W replacing 8’ 2 Lamp T8 or T12 | L4326: 4’ 2 Lamp TLED <24W replacing 8’ 2 Lamp T8 or T12 | N/A | N/A | 18 | Fixture | N/A | Fixture | N/A | 4326 |  | N/A | No | N/A | 100% | 100% | 100% | No | No | Only if NC Multi-Tech or NC > $10k Incentive |  |  | Agribusiness | 23
N/A | 4329 |  | Not Eligible | L4329 | Not Eligible | 4’ 2 Lamp TLED <24W replacing 8’ 2 Lamp T8HO or T12HO | L4329: 4’ 2 Lamp TLED <24W replacing 8’ 2 Lamp T8HO or T12HO | N/A | N/A | 20 | Fixture | N/A | Fixture | N/A | 4329 |  | N/A | No | N/A | 100% | 100% | 100% | No | No | Only if NC Multi-Tech or NC > $10k Incentive |  |  | Agribusiness | 23
N/A | 4695 |  | Not Eligible | L4695 | Eligible Under B&I-Rural | LED Fixture, <155 Watts, Replacing 250 Watt HID, High Bay, Agriculture | L4695: LED Fixture, <155 Watts, Replacing 250 Watt HID, High Bay, Agriculture | N/A | N/A | 45 | Fixture | 45 | Fixture | N/A | 4695 |  | N/A | Yes-to B&I-Rural | N/A | 100% | 100% | 100% | No | No | No |  |  | Agribusiness | 24
N/A | 4696 |  | Not Eligible | L4696 | Eligible Under B&I-Rural | LED Fixture, <250 Watts, Replacing 320-399 Watt HID, High Bay, Agriculture | L4696: LED Fixture, <250 Watts, Replacing 320-399 Watt HID, High Bay, Agriculture | N/A | N/A | 50 | Fixture | 50 | Fixture | N/A | 4696 |  | N/A | Yes-to B&I-Rural | N/A | 100% | 100% | 100% | No | No | No |  |  | Agribusiness | 24
N/A | 4697 |  | Not Eligible | L4697 | Not Eligible | LED Fixture, <250 Watts, Replacing 400 Watt HID, High Bay, Agriculture | L4697: LED Fixture, <250 Watts, Replacing 400 Watt HID, High Bay, Agriculture | N/A | N/A | 75 | Fixture | N/A | Fixture | N/A | 4697 |  | N/A | No | N/A | 100% | 100% | 100% | No | No | No |  |  | Agribusiness | 24
N/A | 4698 |  | Not Eligible | L4698 | Not Eligible | LED Fixture, <365 Watts, Replacing 400 Watt HID, High Bay, Agriculture | L4698: LED Fixture, <365 Watts, Replacing 400 Watt HID, High Bay, Agriculture | N/A | N/A | 45 | Fixture | N/A | Fixture | N/A | 4698 |  | N/A | No | N/A | 100% | 100% | 100% | No | No | No |  |  | Agribusiness | 24
N/A | 4699 |  | Not Eligible | L4699 | Eligible Under B&I-Rural | LED Fixture, <500 Watts, Replacing 1000 Watt HID, High Bay, Agriculture | L4699: LED Fixture, <500 Watts, Replacing 1000 Watt HID, High Bay, Agriculture | N/A | N/A | 120 | Fixture | 120 | Fixture | N/A | 4699 |  | N/A | Yes-to B&I-Rural | N/A | 100% | 100% | 100% | No | No | No |  |  | Agribusiness | 24
N/A | 4700 |  | Not Eligible | L4700 | Eligible Under B&I-Rural | LED Fixture, <800 Watts, Replacing 1000 Watt HID, High Bay, Agriculture | L4700: LED Fixture, <800 Watts, Replacing 1000 Watt HID, High Bay, Agriculture | N/A | N/A | 75 | Fixture | 75 | Fixture | N/A | 4700 |  | N/A | Yes-to B&I-Rural | N/A | 100% | 100% | 100% | No | No | No |  |  | Agribusiness | 24
N/A | 4701 |  | Not Eligible | L4701 | Eligible Under B&I-Rural | <=180W LED, replacing or instead of 6L T8 or 4L T5HO, Agriculture | L4701: <=180W LED, replacing or instead of 6L T8 or 4L T5HO, Agriculture | N/A | N/A | 45 | Fixture | 45 | Fixture | N/A | 4701 |  | N/A | Yes-to B&I-Rural | N/A | 100% | 100% | 100% | No | No | No |  |  | Agribusiness | 24
N/A | 4702 |  | Not Eligible | L4702 | Eligible Under B&I-Rural | <=250W LED, replacing or instead of 8LT8 or 6LT5HO, Agriculture | L4702: <=250W LED, replacing or instead of 8LT8 or 6LT5HO, Agriculture | N/A | N/A | 60 | Fixture | 60 | Fixture | N/A | 4702 |  | N/A | Yes-to B&I-Rural | N/A | 100% | 100% | 100% | No | No | No |  |  | Agribusiness | 24
N/A | 4695 |  | Not Eligible | N-L4695 | Eligible Under B&I-Rural | LED Fixture, <155 Watts, Replacing 250 Watt HID, High Bay, Agriculture | N-L4695: LED Fixture, <155 Watts, Replacing 250 Watt HID, High Bay, Agriculture | N/A | N/A | 45 | Fixture | 45 | Fixture | N/A | 4695 |  | N/A | Yes-to B&I-Rural | N/A | 100% | 100% | 100% | No | No | No |  |  | Agribusiness | 24
N/A | 4696 |  | Not Eligible | N-L4696 | Eligible Under B&I-Rural | LED Fixture, <250 Watts, Replacing 320-399 Watt HID, High Bay, Agriculture | N-L4696: LED Fixture, <250 Watts, Replacing 320-399 Watt HID, High Bay, Agriculture | N/A | N/A | 50 | Fixture | 50 | Fixture | N/A | 4696 |  | N/A | Yes-to B&I-Rural | N/A | 100% | 100% | 100% | No | No | No |  |  | Agribusiness | 24
N/A | 4699 |  | Not Eligible | N-L4699 | Eligible Under B&I-Rural | LED Fixture, <500 Watts, Replacing 1000 Watt HID, High Bay, Agriculture | N-L4699: LED Fixture, <500 Watts, Replacing 1000 Watt HID, High Bay, Agriculture | N/A | N/A | 120 | Fixture | 120 | Fixture | N/A | 4699 |  | N/A | Yes-to B&I-Rural | N/A | 100% | 100% | 100% | No | No | No |  |  | Agribusiness | 24
N/A | 4700 |  | Not Eligible | N-L4700 | Eligible Under B&I-Rural | LED Fixture, <800 Watts, Replacing 1000 Watt HID, High Bay, Agriculture | N-L4700: LED Fixture, <800 Watts, Replacing 1000 Watt HID, High Bay, Agriculture | N/A | N/A | 75 | Fixture | 75 | Fixture | N/A | 4700 |  | N/A | Yes-to B&I-Rural | N/A | 100% | 100% | 100% | No | No | No |  |  | Agribusiness | 24
N/A | 4701 |  | Not Eligible | N-L4701 | Eligible Under B&I-Rural | <=180W LED, replacing or instead of 6L T8 or 4L T5HO, Agriculture | N-L4701: <=180W LED, replacing or instead of 6L T8 or 4L T5HO, Agriculture | N/A | N/A | 45 | Fixture | 45 | Fixture | N/A | 4701 |  | N/A | Yes-to B&I-Rural | N/A | 100% | 100% | 100% | No | No | No |  |  | Agribusiness | 24
N/A | 4702 |  | Not Eligible | N-L4702 | Eligible Under B&I-Rural | <=250W LED, replacing or instead of 8LT8 or 6LT5HO, Agriculture | N-L4702: <=250W LED, replacing or instead of 8LT8 or 6LT5HO, Agriculture | N/A | N/A | 60 | Fixture | 60 | Fixture | N/A | 4702 |  | N/A | Yes-to B&I-Rural | N/A | 100% | 100% | 100% | No | No | No |  |  | Agribusiness | 24
N/A | 4354 |  | Not Eligible | L4354 | Not Eligible | LED Downlight Fixtures replacing or instead of Incandescent, CFL, or HID fixture | L4354: LED Downlight Fixtures replacing or instead of Incandescent, CFL, or HID fixture | N/A | N/A | 0.13 | Watt Reduced | N/A | Watt Reduced | N/A | 4354 |  | N/A | No | N/A | 100% | 100% | 100% | No | No | Yes | Agribusiness | B | Agribusiness | 25
N/A | 4354 |  | Not Eligible | N-L4354 | Eligible Under B&I-Rural | LED Downlight Fixtures replacing or instead of Incandescent, CFL, or HID fixture | N-L4354: LED Downlight Fixtures replacing or instead of Incandescent, CFL, or HID fixture | N/A | N/A | 0.13 | Watt Reduced | 0.13 | Watt Reduced | N/A | 4354 |  | N/A | Yes-to B&I-Rural | N/A | 100% | 100% | 100% | No | No | Yes | Agribusiness | B | Agribusiness | 25
N/A | 3952 |  | Not Eligible | L3952 | Not Eligible | ENERGY STAR Omnidirectional/Decorative LED Lamp, 1,600-1,999 lumens, Interior | L3952: ENERGY STAR Omnidirectional/Decorative LED Lamp, 1,600-1,999 lumens, Interior | N/A | N/A | 3 | Lamp | N/A | Lamp | N/A | 3952 |  | N/A | No | N/A | 50% | 50% | 50% | No | No | Only if NC Multi-Tech or NC > $10k Incentive |  |  | Agribusiness | 25
N/A | 3953 |  | Not Eligible | L3953 | Not Eligible | ENERGY STAR Omnidirectional/Decorative LED Lamp, 1,100-1,599 lumens, Interior | L3953: ENERGY STAR Omnidirectional/Decorative LED Lamp, 1,100-1,599 lumens, Interior | N/A | N/A | 2 | Lamp | N/A | Lamp | N/A | 3953 |  | N/A | No | N/A | 50% | 50% | 50% | No | No | Only if NC Multi-Tech or NC > $10k Incentive |  |  | Agribusiness | 25
N/A | 3954 |  | Not Eligible | L3954 | Not Eligible | ENERGY STAR Omnidirectional/Decorative LED Lamp, 800-1,099 lumens, Interior | L3954: ENERGY STAR Omnidirectional/Decorative LED Lamp, 800-1,099 lumens, Interior | N/A | N/A | 1.5 | Lamp | N/A | Lamp | N/A | 3954 |  | N/A | No | N/A | 50% | 50% | 50% | No | No | Only if NC Multi-Tech or NC > $10k Incentive |  |  | Agribusiness | 25
N/A | 3955 |  | Not Eligible | L3955 | Not Eligible | ENERGY STAR Omnidirectional/Decorative LED Lamp, 450-799 lumens, Interior | L3955: ENERGY STAR Omnidirectional/Decorative LED Lamp, 450-799 lumens, Interior | N/A | N/A | 1 | Lamp | N/A | Lamp | N/A | 3955 |  | N/A | No | N/A | 50% | 50% | 50% | No | No | Only if NC Multi-Tech or NC > $10k Incentive |  |  | Agribusiness | 25
N/A | 3956 |  | Not Eligible | L3956 | Not Eligible | ENERGY STAR Omnidirectional/Decorative LED Lamp, 250-449 lumens, Interior | L3956: ENERGY STAR Omnidirectional/Decorative LED Lamp, 250-449 lumens, Interior | N/A | N/A | 1 | Lamp | N/A | Lamp | N/A | 3956 |  | N/A | No | N/A | 50% | 50% | 50% | No | No | Only if NC Multi-Tech or NC > $10k Incentive |  |  | Agribusiness | 25
N/A | 3941 |  | Not Eligible | L3941 | Not Eligible | ENERGY STAR Directional LED replacing incandescent 120W – 250W, Interior | L3941: ENERGY STAR Directional LED replacing incandescent 120W – 250W, Interior | N/A | N/A | 5 | Lamp | N/A | Lamp | N/A | 3941 |  | N/A | No | N/A | 50% | 50% | 50% | No | No | Only if NC Multi-Tech or NC > $10k Incentive |  |  | Agribusiness | 26
N/A | 3942 |  | Not Eligible | L3942 | Not Eligible | ENERGY STAR Directional LED replacing incandescent 100W – 119W, Interior | L3942: ENERGY STAR Directional LED replacing incandescent 100W – 119W, Interior | N/A | N/A | 4 | Lamp | N/A | Lamp | N/A | 3942 |  | N/A | No | N/A | 50% | 50% | 50% | No | No | Only if NC Multi-Tech or NC > $10k Incentive |  |  | Agribusiness | 26
N/A | 3943 |  | Not Eligible | L3943 | Not Eligible | ENERGY STAR Directional LED replacing incandescent 75W – 99W, Interior | L3943: ENERGY STAR Directional LED replacing incandescent 75W – 99W, Interior | N/A | N/A | 3 | Lamp | N/A | Lamp | N/A | 3943 |  | N/A | No | N/A | 50% | 50% | 50% | No | No | Only if NC Multi-Tech or NC > $10k Incentive |  |  | Agribusiness | 26
N/A | 3944 |  | Not Eligible | L3944 | Not Eligible | ENERGY STAR Directional LED replacing incandescent 55W – 74W, Interior | L3944: ENERGY STAR Directional LED replacing incandescent 55W – 74W, Interior | N/A | N/A | 2 | Lamp | N/A | Lamp | N/A | 3944 |  | N/A | No | N/A | 50% | 50% | 50% | No | No | Only if NC Multi-Tech or NC > $10k Incentive |  |  | Agribusiness | 26
N/A | 3945 |  | Not Eligible | L3945 | Not Eligible | ENERGY STAR Directional LED replacing incandescent 36W – 54W, Interior | L3945: ENERGY STAR Directional LED replacing incandescent 36W – 54W, Interior | N/A | N/A | 1.5 | Lamp | N/A | Lamp | N/A | 3945 |  | N/A | No | N/A | 50% | 50% | 50% | No | No | Only if NC Multi-Tech or NC > $10k Incentive |  |  | Agribusiness | 26
N/A | 3946 |  | Not Eligible | L3946 | Not Eligible | ENERGY STAR Directional LED replacing incandescent ≤ 35W, Interior | L3946: ENERGY STAR Directional LED replacing incandescent ≤ 35W, Interior | N/A | N/A | 1 | Lamp | N/A | Lamp | N/A | 3946 |  | N/A | No | N/A | 50% | 50% | 50% | No | No | Only if NC Multi-Tech or NC > $10k Incentive |  |  | Agribusiness | 26
N/A | 4703 |  | Not Eligible | AG4703 | Not Eligible | DLC Listed, Mogul Screw-Base (E39) lamp replacing HID (various), Agriculture | AG4703: DLC Listed, Mogul Screw-Base (E39) lamp replacing HID (various), Agriculture | N/A | N/A | 0.2 | Watt Reduced | N/A | Watt Reduced | N/A | 4703 |  | N/A | No | N/A | 100% | 100% | 100% | No | No |  | Agribusiness | B | Agribusiness | 26
N/A | 3511 |  | Not Eligible | L3511 | Not Eligible | 4' TLED, ≤24W, replacing 4' T8 or T12 Lamp w/External Driver (UL Type C) | L3511: 4' TLED, ≤24W, replacing 4' T8 or T12 Lamp w/External Driver (UL Type C) | N/A | N/A | 1.5 | Lamp | N/A | Lamp | N/A | 3511 |  | N/A | No | N/A | 50% | 50% | 50% | No | No | Only if NC Multi-Tech or NC > $10k Incentive |  |  | Agribusiness | 26
N/A | 3759 |  | Not Eligible | L3759 | Not Eligible | 4' TLED, ≤24W, replacing 4' T8 or T12 Lamp, Direct Wire (UL Type B) | L3759: 4' TLED, ≤24W, replacing 4' T8 or T12 Lamp, Direct Wire (UL Type B) | N/A | N/A | 1.5 | Lamp | N/A | Lamp | N/A | 3759 |  | N/A | No | N/A | 50% | 50% | 50% | No | No | Only if NC Multi-Tech or NC > $10k Incentive |  |  | Agribusiness | 26
N/A | 3512 |  | Not Eligible | L3512 | Not Eligible | 4' TLED, ≤24W, replacing 4' T8 or T12 Lamp Utilizing Existing Ballast (UL Type A) | L3512: 4' TLED, ≤24W, replacing 4' T8 or T12 Lamp Utilizing Existing Ballast (UL Type A) | N/A | N/A | 1.25 | Lamp | N/A | Lamp | N/A | 3512 |  | N/A | No | N/A | 50% | 50% | 50% | No | No | Only if NC Multi-Tech or NC > $10k Incentive |  |  | Agribusiness | 26
N/A | 4803 |  | Not Eligible | L4803 | Not Eligible | LED Replacement of 4' T5 Lamp w/External Driver (UL Type C) | L4803: LED Replacement of 4' T5 Lamp w/External Driver (UL Type C) | N/A | N/A | 2 | Lamp | N/A | Lamp | N/A | 4803 |  | N/A | No | N/A | 50% | 50% | 50% | No | No | Only if NC Multi-Tech or NC > $10k Incentive |  |  | Agribusiness | 27
N/A | 4804 |  | Not Eligible | L4804 | Not Eligible | LED Replacement of 4' T5HO Lamp w/External Driver (UL Type C) | L4804: LED Replacement of 4' T5HO Lamp w/External Driver (UL Type C) | N/A | N/A | 3 | Lamp | N/A | Lamp | N/A | 4804 |  | N/A | No | N/A | 50% | 50% | 50% | No | No | Only if NC Multi-Tech or NC > $10k Incentive |  |  | Agribusiness | 27
N/A | 4805 |  | Not Eligible | L4805 | Not Eligible | LED Replacement of 4' T5 Lamp, Direct Wire (UL Type B) | L4805: LED Replacement of 4' T5 Lamp, Direct Wire (UL Type B) | N/A | N/A | 2 | Lamp | N/A | Lamp | N/A | 4805 |  | N/A | No | N/A | 50% | 50% | 50% | No | No | Only if NC Multi-Tech or NC > $10k Incentive |  |  | Agribusiness | 27
N/A | 4806 |  | Not Eligible | L4806 | Not Eligible | LED Replacement of 4' T5HO Lamp, Direct Wire (UL Type B) | L4806: LED Replacement of 4' T5HO Lamp, Direct Wire (UL Type B) | N/A | N/A | 3 | Lamp | N/A | Lamp | N/A | 4806 |  | N/A | No | N/A | 50% | 50% | 50% | No | No | Only if NC Multi-Tech or NC > $10k Incentive |  |  | Agribusiness | 27
N/A | 4807 |  | Not Eligible | L4807 | Not Eligible | LED Replacement of 4' T5 Lamp Utilizing Existing Ballast (UL Type A) | L4807: LED Replacement of 4' T5 Lamp Utilizing Existing Ballast (UL Type A) | N/A | N/A | 1.5 | Lamp | N/A | Lamp | N/A | 4807 |  | N/A | No | N/A | 50% | 50% | 50% | No | No | Only if NC Multi-Tech or NC > $10k Incentive |  |  | Agribusiness | 27
N/A | 4808 |  | Not Eligible | L4808 | Not Eligible | LED Replacement of 4' T5HO Lamp Utilizing Existing Ballast (UL Type A) | L4808: LED Replacement of 4' T5HO Lamp Utilizing Existing Ballast (UL Type A) | N/A | N/A | 2.5 | Lamp | N/A | Lamp | N/A | 4808 |  | N/A | No | N/A | 50% | 50% | 50% | No | No | Only if NC Multi-Tech or NC > $10k Incentive |  |  | Agribusiness | 27
N/A | 4809 |  | Not Eligible | L4809 | Not Eligible | LED Replacement of 8' T8 or T12 Lamp w/External Driver (UL Type C) | L4809: LED Replacement of 8' T8 or T12 Lamp w/External Driver (UL Type C) | N/A | N/A | 3.5 | Lamp | N/A | Lamp | N/A | 4809 |  | N/A | No | N/A | 50% | 50% | 50% | No | No | Only if NC Multi-Tech or NC > $10k Incentive |  |  | Agribusiness | 27
N/A | 4810 |  | Not Eligible | L4810 | Not Eligible | LED Replacement of 8' T8 or T12 Lamp, Direct Wire (UL Type B) | L4810: LED Replacement of 8' T8 or T12 Lamp, Direct Wire (UL Type B) | N/A | N/A | 4 | Lamp | N/A | Lamp | N/A | 4810 |  | N/A | No | N/A | 50% | 50% | 50% | No | No | Only if NC Multi-Tech or NC > $10k Incentive |  |  | Agribusiness | 27
N/A | 4811 |  | Not Eligible | L4811 | Not Eligible | LED Replacement of 8' T8 or T12 Lamp Utilizing Existing Ballast (UL Type A) | L4811: LED Replacement of 8' T8 or T12 Lamp Utilizing Existing Ballast (UL Type A) | N/A | N/A | 3 | Lamp | N/A | Lamp | N/A | 4811 |  | N/A | No | N/A | 50% | 50% | 50% | No | No | Only if NC Multi-Tech or NC > $10k Incentive |  |  | Agribusiness | 27
N/A | 4948 |  | Not Eligible | N-L4948 | Eligible Under B&I-Rural | Lighting Power Density (LPD) better than code requirements | N-L4948: Lighting Power Density (LPD) better than code requirements | N/A | N/A | 0.04 | kWh Reduced | N/A | kWh Reduced | N/A | 4948 |  | N/A | Yes-to B&I-Rural | N/A | 100% | 100% | 100% | No | Yes | Yes | Agribusiness | C | Agribusiness | 28
N/A | 4280 |  | Not Eligible | L4280 | Not Eligible | Outdoor LED Fixture or Retrofit Kit – Low Output ≤4,999 lumens | L4280: Outdoor LED Fixture or Retrofit Kit – Low Output ≤4,999 lumens | N/A | N/A | 15 | Fixture | 10 | Fixture | N/A | 4280 |  | N/A | Yes-to B&I-Rural | N/A | 100% | 100% | 100% | No | No | Only if NC Multi-Tech or NC > $10k Incentive |  |  | Agribusiness | 29
N/A | 4281 |  | Not Eligible | L4281 | Not Eligible | Outdoor LED Fixture or Retrofit Kit – Mid Output 5,000 – 9,999 lumens | L4281: Outdoor LED Fixture or Retrofit Kit – Mid Output 5,000 – 9,999 lumens | N/A | N/A | 25 | Fixture | 20 | Fixture | N/A | 4281 |  | N/A | Yes-to B&I-Rural | N/A | 100% | 100% | 100% | No | No | Only if NC Multi-Tech or NC > $10k Incentive |  |  | Agribusiness | 29
N/A | 4282 |  | Not Eligible | L4282 | Not Eligible | Outdoor LED Fixture or Retrofit Kit – High Output 10,000 – 29,999 lumens | L4282: Outdoor LED Fixture or Retrofit Kit – High Output 10,000 – 29,999 lumens | N/A | N/A | 50 | Fixture | 50 | Fixture | N/A | 4282 |  | N/A | Yes-to B&I-Rural | N/A | 100% | 100% | 100% | No | No | Only if NC Multi-Tech or NC > $10k Incentive |  |  | Agribusiness | 29
N/A | 4283 |  | Not Eligible | L4283 | Not Eligible | Outdoor LED Fixture or Retrofit Kit – Very High Output ≥30,000 lumens | L4283: Outdoor LED Fixture or Retrofit Kit – Very High Output ≥30,000 lumens | N/A | N/A | 120 | Fixture | 100 | Fixture | N/A | 4283 |  | N/A | Yes-to B&I-Rural | N/A | 100% | 100% | 100% | No | No | Only if NC Multi-Tech or NC > $10k Incentive |  |  | Agribusiness | 29
N/A | 4280 |  | Not Eligible | N-L4280 | Eligible Under B&I-Rural | Outdoor LED Fixture or Retrofit Kit – Low Output ≤4,999 lumens | N-L4280: Outdoor LED Fixture or Retrofit Kit – Low Output ≤4,999 lumens | N/A | N/A | 10 | Fixture | 10 | Fixture | N/A | 4280 |  | N/A | Yes-to B&I-Rural | N/A | 100% | 100% | 100% | No | No | Only if NC Multi-Tech or NC > $10k Incentive |  |  | Agribusiness | 29
N/A | 4281 |  | Not Eligible | N-L4281 | Eligible Under B&I-Rural | Outdoor LED Fixture or Retrofit Kit – Mid Output 5,000 – 9,999 lumens | N-L4281: Outdoor LED Fixture or Retrofit Kit – Mid Output 5,000 – 9,999 lumens | N/A | N/A | 20 | Fixture | 20 | Fixture | N/A | 4281 |  | N/A | Yes-to B&I-Rural | N/A | 100% | 100% | 100% | No | No | Only if NC Multi-Tech or NC > $10k Incentive |  |  | Agribusiness | 29
N/A | 4282 |  | Not Eligible | N-L4282 | Eligible Under B&I-Rural | Outdoor LED Fixture or Retrofit Kit – High Output 10,000 – 29,999 lumens | N-L4282: Outdoor LED Fixture or Retrofit Kit – High Output 10,000 – 29,999 lumens | N/A | N/A | 50 | Fixture | 50 | Fixture | N/A | 4282 |  | N/A | Yes-to B&I-Rural | N/A | 100% | 100% | 100% | No | No | Only if NC Multi-Tech or NC > $10k Incentive |  |  | Agribusiness | 29
N/A | 4283 |  | Not Eligible | N-L4283 | Eligible Under B&I-Rural | Outdoor LED Fixture or Retrofit Kit – Very High Output ≥30,000 lumens | N-L4283: Outdoor LED Fixture or Retrofit Kit – Very High Output ≥30,000 lumens | N/A | N/A | 100 | Fixture | 100 | Fixture | N/A | 4283 |  | N/A | Yes-to B&I-Rural | N/A | 100% | 100% | 100% | No | No | Only if NC Multi-Tech or NC > $10k Incentive |  |  | Agribusiness | 29
N/A | 4356 |  | Not Eligible | L4356 | Not Eligible | LED Downlight Fixtures replacing or instead of Incandescent, CFL or HID fixture, Exterior | L4356: LED Downlight Fixtures replacing or instead of Incandescent, CFL or HID fixture, Exterior | N/A | N/A | 0.13 | Watt Reduced | 0.1 | Watt Reduced | N/A | 4356 |  | N/A | Yes-to B&I-Rural | N/A | 100% | 100% | 100% | No | No | Yes | Agribusiness | B | Agribusiness | 30
N/A | 4356 |  | Not Eligible | N-L4356 | Eligible Under B&I-Rural | LED Downlight Fixtures replacing or instead of Incandescent, CFL or HID fixture, Exterior | N-L4356: LED Downlight Fixtures replacing or instead of Incandescent, CFL or HID fixture, Exterior | N/A | N/A | 0.1 | Watt Reduced | 0.1 | Watt Reduced | N/A | 4356 |  | N/A | Yes-to B&I-Rural | N/A | 100% | 100% | 100% | No | No | Yes | Agribusiness | B | Agribusiness | 30
N/A | 4781 |  | Not Eligible | L4781 | Not Eligible | LED Fixture < 11 W/ft Replacing or Instead of 1L or 2L T8/T12 in Cross Section - 12 Hours/Day | L4781: LED Fixture < 11 W/ft Replacing or Instead of 1L or 2L T8/T12 in Cross Section - 12 Hours/Day | N/A | N/A | 2 | Linear Foot | N/A | Linear Foot | N/A | 4781 |  | N/A | Yes-to B&I-Rural | N/A | 100% | 100% | 100% | No | No | Only if NC Multi-Tech or NC > $10k Incentive |  |  | Agribusiness | 30
N/A | 4782 |  | Not Eligible | L4782 | Not Eligible | LED Fixture < 11 W/ft Replacing or Instead of 1L or 2L T8/T12 in Cross Section - 24 Hours/Day | L4782: LED Fixture < 11 W/ft Replacing or Instead of 1L or 2L T8/T12 in Cross Section - 24 Hours/Day | N/A | N/A | 2 | Linear Foot | N/A | Linear Foot | N/A | 4782 |  | N/A | Yes-to B&I-Rural | N/A | 100% | 100% | 100% | No | No | Only if NC Multi-Tech or NC > $10k Incentive |  |  | Agribusiness | 30
N/A | 4783 |  | Not Eligible | L4783 | Not Eligible | LED Fixture < 24 W/ft Replacing or Instead of 3L or 4L T8/T12 in Cross Section - 12 Hours/Day | L4783: LED Fixture < 24 W/ft Replacing or Instead of 3L or 4L T8/T12 in Cross Section - 12 Hours/Day | N/A | N/A | 5 | Linear Foot | N/A | Linear Foot | N/A | 4783 |  | N/A | Yes-to B&I-Rural | N/A | 100% | 100% | 100% | No | No | Only if NC Multi-Tech or NC > $10k Incentive |  |  | Agribusiness | 30
N/A | 4784 |  | Not Eligible | L4784 | Not Eligible | LED Fixture < 24 W/ft Replacing or Instead of 3L or 4L T8/T12 in Cross Section - 24 Hours/Day | L4784: LED Fixture < 24 W/ft Replacing or Instead of 3L or 4L T8/T12 in Cross Section - 24 Hours/Day | N/A | N/A | 5 | Linear Foot | N/A | Linear Foot | N/A | 4784 |  | N/A | Yes-to B&I-Rural | N/A | 100% | 100% | 100% | No | No | Only if NC Multi-Tech or NC > $10k Incentive |  |  | Agribusiness | 30
N/A | 4785 |  | Not Eligible | L4785 | Not Eligible | LED Fixture < 12 W/ft Replacing or Instead of 1L or 2L T5 in Cross Section - 12 Hours/Day | L4785: LED Fixture < 12 W/ft Replacing or Instead of 1L or 2L T5 in Cross Section - 12 Hours/Day | N/A | N/A | 2 | Linear Foot | N/A | Linear Foot | N/A | 4785 |  | N/A | Yes-to B&I-Rural | N/A | 100% | 100% | 100% | No | No | Only if NC Multi-Tech or NC > $10k Incentive |  |  | Agribusiness | 30
N/A | 4786 |  | Not Eligible | L4786 | Not Eligible | LED Fixture < 12 W/ft Replacing or Instead of 1L or 2L T5 in Cross Section - 24 Hours/Day | L4786: LED Fixture < 12 W/ft Replacing or Instead of 1L or 2L T5 in Cross Section - 24 Hours/Day | N/A | N/A | 2 | Linear Foot | N/A | Linear Foot | N/A | 4786 |  | N/A | Yes-to B&I-Rural | N/A | 100% | 100% | 100% | No | No | Only if NC Multi-Tech or NC > $10k Incentive |  |  | Agribusiness | 30
N/A | 4787 |  | Not Eligible | L4787 | Not Eligible | LED Fixture < 28 W/ft Replacing or Instead of 3L or 4L T5 in Cross Section - 12 Hours/Day | L4787: LED Fixture < 28 W/ft Replacing or Instead of 3L or 4L T5 in Cross Section - 12 Hours/Day | N/A | N/A | 5 | Linear Foot | N/A | Linear Foot | N/A | 4787 |  | N/A | Yes-to B&I-Rural | N/A | 100% | 100% | 100% | No | No | Only if NC Multi-Tech or NC > $10k Incentive |  |  | Agribusiness | 30
N/A | 4788 |  | Not Eligible | L4788 | Not Eligible | LED Fixture < 28 W/ft Replacing or Instead of 3L or 4L T5 in Cross Section - 24 Hours/Day | L4788: LED Fixture < 28 W/ft Replacing or Instead of 3L or 4L T5 in Cross Section - 24 Hours/Day | N/A | N/A | 5 | Linear Foot | N/A | Linear Foot | N/A | 4788 |  | N/A | Yes-to B&I-Rural | N/A | 100% | 100% | 100% | No | No | Only if NC Multi-Tech or NC > $10k Incentive |  |  | Agribusiness | 30
N/A | 4781 |  | Not Eligible | N-L4781 | Eligible Under B&I-Rural | LED Fixture < 11 W/ft Replacing or Instead of 1L or 2L T8/T12 in Cross Section - 12 Hours/Day | N-L4781: LED Fixture < 11 W/ft Replacing or Instead of 1L or 2L T8/T12 in Cross Section - 12 Hours/Day | N/A | N/A | 1 | Linear Foot | 1 | Linear Foot | N/A | 4781 |  | N/A | Yes-to B&I-Rural | N/A | 100% | 100% | 100% | No | No | Only if NC Multi-Tech or NC > $10k Incentive |  |  | Agribusiness | 30
N/A | 4782 |  | Not Eligible | N-L4782 | Eligible Under B&I-Rural | LED Fixture < 11 W/ft Replacing or Instead of 1L or 2L T8/T12 in Cross Section - 24 Hours/Day | N-L4782: LED Fixture < 11 W/ft Replacing or Instead of 1L or 2L T8/T12 in Cross Section - 24 Hours/Day | N/A | N/A | 1 | Linear Foot | 1 | Linear Foot | N/A | 4782 |  | N/A | Yes-to B&I-Rural | N/A | 100% | 100% | 100% | No | No | Only if NC Multi-Tech or NC > $10k Incentive |  |  | Agribusiness | 30
N/A | 4783 |  | Not Eligible | N-L4783 | Eligible Under B&I-Rural | LED Fixture < 24 W/ft Replacing or Instead of 3L or 4L T8/T12 in Cross Section - 12 Hours/Day | N-L4783: LED Fixture < 24 W/ft Replacing or Instead of 3L or 4L T8/T12 in Cross Section - 12 Hours/Day | N/A | N/A | 3 | Linear Foot | 3 | Linear Foot | N/A | 4783 |  | N/A | Yes-to B&I-Rural | N/A | 100% | 100% | 100% | No | No | Only if NC Multi-Tech or NC > $10k Incentive |  |  | Agribusiness | 30
N/A | 4784 |  | Not Eligible | N-L4784 | Eligible Under B&I-Rural | LED Fixture < 24 W/ft Replacing or Instead of 3L or 4L T8/T12 in Cross Section - 24 Hours/Day | N-L4784: LED Fixture < 24 W/ft Replacing or Instead of 3L or 4L T8/T12 in Cross Section - 24 Hours/Day | N/A | N/A | 3 | Linear Foot | 3 | Linear Foot | N/A | 4784 |  | N/A | Yes-to B&I-Rural | N/A | 100% | 100% | 100% | No | No | Only if NC Multi-Tech or NC > $10k Incentive |  |  | Agribusiness | 30
N/A | 4785 |  | Not Eligible | N-L4785 | Eligible Under B&I-Rural | LED Fixture < 12 W/ft Replacing or Instead of 1L or 2L T5 in Cross Section - 12 Hours/Day | N-L4785: LED Fixture < 12 W/ft Replacing or Instead of 1L or 2L T5 in Cross Section - 12 Hours/Day | N/A | N/A | 1 | Linear Foot | 1 | Linear Foot | N/A | 4785 |  | N/A | Yes-to B&I-Rural | N/A | 100% | 100% | 100% | No | No | Only if NC Multi-Tech or NC > $10k Incentive |  |  | Agribusiness | 30
N/A | 4786 |  | Not Eligible | N-L4786 | Eligible Under B&I-Rural | LED Fixture < 12 W/ft Replacing or Instead of 1L or 2L T5 in Cross Section - 24 Hours/Day | N-L4786: LED Fixture < 12 W/ft Replacing or Instead of 1L or 2L T5 in Cross Section - 24 Hours/Day | N/A | N/A | 1 | Linear Foot | 1 | Linear Foot | N/A | 4786 |  | N/A | Yes-to B&I-Rural | N/A | 100% | 100% | 100% | No | No | Only if NC Multi-Tech or NC > $10k Incentive |  |  | Agribusiness | 30
N/A | 4787 |  | Not Eligible | N-L4787 | Eligible Under B&I-Rural | LED Fixture < 28 W/ft Replacing or Instead of 3L or 4L T5 in Cross Section - 12 Hours/Day | N-L4787: LED Fixture < 28 W/ft Replacing or Instead of 3L or 4L T5 in Cross Section - 12 Hours/Day | N/A | N/A | 3 | Linear Foot | 3 | Linear Foot | N/A | 4787 |  | N/A | Yes-to B&I-Rural | N/A | 100% | 100% | 100% | No | No | Only if NC Multi-Tech or NC > $10k Incentive |  |  | Agribusiness | 30
N/A | 4788 |  | Not Eligible | N-L4788 | Eligible Under B&I-Rural | LED Fixture < 28 W/ft Replacing or Instead of 3L or 4L T5 in Cross Section - 24 Hours/Day | N-L4788: LED Fixture < 28 W/ft Replacing or Instead of 3L or 4L T5 in Cross Section - 24 Hours/Day | N/A | N/A | 3 | Linear Foot | 3 | Linear Foot | N/A | 4788 |  | N/A | Yes-to B&I-Rural | N/A | 100% | 100% | 100% | No | No | Only if NC Multi-Tech or NC > $10k Incentive |  |  | Agribusiness | 30
N/A | 4316 |  | Not Eligible | AG4316 | Not Eligible | 4' 2-lamp TLED <24W replacing 8' 1-lamp T8 or T12, 24 Hour, Exterior | AG4316: 4' 2-lamp TLED <24W replacing 8' 1-lamp T8 or T12, 24 Hour, Exterior | N/A | N/A | 10 | Fixture | N/A | Fixture | N/A | 4316 |  | N/A | No | N/A | 100% | 100% | 100% | No | No | Only if NC Multi-Tech or NC > $10k Incentive |  |  | Agribusiness | 31
N/A | 4315 |  | Not Eligible | AG4315 | Not Eligible | 4' 2-lamp TLED <24W replacing 8' 1-lamp T8 or T12, 12 Hour, Exterior | AG4315: 4' 2-lamp TLED <24W replacing 8' 1-lamp T8 or T12, 12 Hour, Exterior | N/A | N/A | 10 | Fixture | N/A | Fixture | N/A | 4315 |  | N/A | No | N/A | 100% | 100% | 100% | No | No | Only if NC Multi-Tech or NC > $10k Incentive |  |  | Agribusiness | 31
N/A | 4319 |  | Not Eligible | AG4319 | Not Eligible | 4' 2-lamp TLED <24W replacing 8' 1-lamp T8HO or T12HO, 24 Hour, Exterior | AG4319: 4' 2-lamp TLED <24W replacing 8' 1-lamp T8HO or T12HO, 24 Hour, Exterior | N/A | N/A | 10 | Fixture | N/A | Fixture | N/A | 4319 |  | N/A | No | N/A | 100% | 100% | 100% | No | No | Only if NC Multi-Tech or NC > $10k Incentive |  |  | Agribusiness | 31
N/A | 4318 |  | Not Eligible | AG4318 | Not Eligible | 4' 2-lamp TLED <24W replacing 8' 1-lamp T8HO or T12HO, 12 Hour, Exterior | AG4318: 4' 2-lamp TLED <24W replacing 8' 1-lamp T8HO or T12HO, 12 Hour, Exterior | N/A | N/A | 10 | Fixture | N/A | Fixture | N/A | 4318 |  | N/A | No | N/A | 100% | 100% | 100% | No | No | Only if NC Multi-Tech or NC > $10k Incentive |  |  | Agribusiness | 31
N/A | 4322 |  | Not Eligible | AG4322 | Not Eligible | 4’ 4-lamp TLED <24W replacing 8' 2-lamp T8 or T12, 24 Hour, Exterior | AG4322: 4’ 4-lamp TLED <24W replacing 8' 2-lamp T8 or T12, 24 Hour, Exterior | N/A | N/A | 12.5 | Fixture | N/A | Fixture | N/A | 4322 |  | N/A | No | N/A | 100% | 100% | 100% | No | No | Only if NC Multi-Tech or NC > $10k Incentive |  |  | Agribusiness | 31
N/A | 4321 |  | Not Eligible | AG4321 | Not Eligible | 4’ 4-lamp TLED <24W replacing 8' 2-lamp T8 or T12, 12 Hour, Exterior | AG4321: 4’ 4-lamp TLED <24W replacing 8' 2-lamp T8 or T12, 12 Hour, Exterior | N/A | N/A | 12.5 | Fixture | N/A | Fixture | N/A | 4321 |  | N/A | No | N/A | 100% | 100% | 100% | No | No | Only if NC Multi-Tech or NC > $10k Incentive |  |  | Agribusiness | 31
N/A | 4325 |  | Not Eligible | AG4325 | Not Eligible | 4' 4-lamp TLED <24W replacing 8' 2-lamp T8HO or T12HO, 24 Hour, Exterior | AG4325: 4' 4-lamp TLED <24W replacing 8' 2-lamp T8HO or T12HO, 24 Hour, Exterior | N/A | N/A | 12.5 | Fixture | N/A | Fixture | N/A | 4325 |  | N/A | No | N/A | 100% | 100% | 100% | No | No | Only if NC Multi-Tech or NC > $10k Incentive |  |  | Agribusiness | 31
N/A | 4324 |  | Not Eligible | AG4324 | Not Eligible | 4' 4-lamp TLED <24W replacing 8' 2-lamp T8HO or T12HO, 12 Hour, Exterior | AG4324: 4' 4-lamp TLED <24W replacing 8' 2-lamp T8HO or T12HO, 12 Hour, Exterior | N/A | N/A | 12.5 | Fixture | N/A | Fixture | N/A | 4324 |  | N/A | No | N/A | 100% | 100% | 100% | No | No | Only if NC Multi-Tech or NC > $10k Incentive |  |  | Agribusiness | 31
N/A | 4328 |  | Not Eligible | AG4328 | Not Eligible | 4' 2-lamp TLED <24W replacing 8' 2-lamp T8 or T12, 24 Hour, Exterior | AG4328: 4' 2-lamp TLED <24W replacing 8' 2-lamp T8 or T12, 24 Hour, Exterior | N/A | N/A | 22.5 | Fixture | N/A | Fixture | N/A | 4328 |  | N/A | No | N/A | 100% | 100% | 100% | No | No | Only if NC Multi-Tech or NC > $10k Incentive |  |  | Agribusiness | 31
N/A | 4327 |  | Not Eligible | AG4327 | Not Eligible | 4' 2-lamp TLED <24W replacing 8' 2-lamp T8 or T12, 12 Hour, Exterior | AG4327: 4' 2-lamp TLED <24W replacing 8' 2-lamp T8 or T12, 12 Hour, Exterior | N/A | N/A | 22.5 | Fixture | N/A | Fixture | N/A | 4327 |  | N/A | No | N/A | 100% | 100% | 100% | No | No | Only if NC Multi-Tech or NC > $10k Incentive |  |  | Agribusiness | 31
N/A | 4331 |  | Not Eligible | AG4331 | Not Eligible | 4' 2-lamp TLED <24W replacing 8' 2-lamp T8HO or T12HO, 24 Hour, Exterior | AG4331: 4' 2-lamp TLED <24W replacing 8' 2-lamp T8HO or T12HO, 24 Hour, Exterior | N/A | N/A | 22.5 | Fixture | N/A | Fixture | N/A | 4331 |  | N/A | No | N/A | 100% | 100% | 100% | No | No | Only if NC Multi-Tech or NC > $10k Incentive |  |  | Agribusiness | 31
N/A | 4330 |  | Not Eligible | AG4330 | Not Eligible | 4' 2-lamp TLED <24W replacing 8' 2-lamp T8HO or T12HO, 12 Hour, Exterior | AG4330: 4' 2-lamp TLED <24W replacing 8' 2-lamp T8HO or T12HO, 12 Hour, Exterior | N/A | N/A | 22.5 | Fixture | N/A | Fixture | N/A | 4330 |  | N/A | No | N/A | 100% | 100% | 100% | No | No | Only if NC Multi-Tech or NC > $10k Incentive |  |  | Agribusiness | 31
N/A | 3963 |  | Not Eligible | L3963 | Not Eligible | DLC listed, Mogul Screw-Base (E39) lamp replacing HID, Exterior | L3963: DLC listed, Mogul Screw-Base (E39) lamp replacing HID, Exterior | N/A | N/A | 0.15 | Watt Reduced | N/A | Watt Reduced | N/A | 3963 |  | N/A | No | N/A | 100% | 100% | 100% | No | No | Yes | Agribusiness | B | Agribusiness | 32
N/A | 4353 |  | Not Eligible | L4353 | Not Eligible | 24 Hour, LED Replacement of 4' T8 or T12 Lamp w/External Driver (UL Type C), Exterior | L4353: 24 Hour, LED Replacement of 4' T8 or T12 Lamp w/External Driver (UL Type C), Exterior | N/A | N/A | 2 | Lamp | N/A | Lamp | N/A | 4353 |  | N/A | No | N/A | 50% | 50% | 50% | No | No | Only if NC Multi-Tech or NC > $10k Incentive |  |  | Agribusiness | 32
N/A | 4351 |  | Not Eligible | L4351 | Not Eligible | 24 Hour, LED Replacement of 4' T8 or T12 Lamp, Direct Wire (UL Type B), Exterior | L4351: 24 Hour, LED Replacement of 4' T8 or T12 Lamp, Direct Wire (UL Type B), Exterior | N/A | N/A | 2 | Lamp | N/A | Lamp | N/A | 4351 |  | N/A | No | N/A | 50% | 50% | 50% | No | No | Only if NC Multi-Tech or NC > $10k Incentive |  |  | Agribusiness | 32
N/A | 4349 |  | Not Eligible | L4349 | Not Eligible | 24 Hour, LED Replacement of 4' T8 Lamp Utilizing Existing Ballast (UL Type A), Exterior | L4349: 24 Hour, LED Replacement of 4' T8 Lamp Utilizing Existing Ballast (UL Type A), Exterior | N/A | N/A | 1.5 | Lamp | N/A | Lamp | N/A | 4349 |  | N/A | No | N/A | 50% | 50% | 50% | No | No | Only if NC Multi-Tech or NC > $10k Incentive |  |  | Agribusiness | 32
N/A | 4352 |  | Not Eligible | L4352 | Not Eligible | Dusk to Dawn, LED Replacement of 4' T8 or T12 Lamp w/External Driver (UL Type C), Exterior | L4352: Dusk to Dawn, LED Replacement of 4' T8 or T12 Lamp w/External Driver (UL Type C), Exterior | N/A | N/A | 2 | Lamp | N/A | Lamp | N/A | 4352 |  | N/A | No | N/A | 50% | 50% | 50% | No | No | Only if NC Multi-Tech or NC > $10k Incentive |  |  | Agribusiness | 32
N/A | 4350 |  | Not Eligible | L4350 | Not Eligible | Dusk to Dawn, LED Replacement of 4' T8 or T12 Lamp, Direct Wire (UL Type B), Exterior | L4350: Dusk to Dawn, LED Replacement of 4' T8 or T12 Lamp, Direct Wire (UL Type B), Exterior | N/A | N/A | 2 | Lamp | N/A | Lamp | N/A | 4350 |  | N/A | No | N/A | 50% | 50% | 50% | No | No | Only if NC Multi-Tech or NC > $10k Incentive |  |  | Agribusiness | 32
N/A | 4348 |  | Not Eligible | L4348 | Not Eligible | Dusk to Dawn, LED Replacement of 4' T8 Lamp Utilizing Existing Ballast (UL Type A), Exterior | L4348: Dusk to Dawn, LED Replacement of 4' T8 Lamp Utilizing Existing Ballast (UL Type A), Exterior | N/A | N/A | 1.5 | Lamp | N/A | Lamp | N/A | 4348 |  | N/A | No | N/A | 50% | 50% | 50% | No | No | Only if NC Multi-Tech or NC > $10k Incentive |  |  | Agribusiness | 32
[6 empty] | ----------------------AGRIBUSINESS CATALOG: VENTILATION -------------------------------------------- | ----------------------AGRIBUSINESS CATALOG: VENTILATION -------------------------------------------- | [15 empty] | No
N/A | 4933 |  | Not Eligible | AG4933 | Not Eligible | Ventilation Fan, High-Speed High-Efficiency, 36-47 inches, Ag, Efficiency Level 1 | AG4933: Ventilation Fan, High-Speed High-Efficiency, 36-47 inches, Ag, Efficiency Level 1 | N/A | N/A | 50 | Fan | 50 | Fan | N/A | 4933 |  | N/A | No | N/A | 100% | 100% | 100% | No | No | Only if NC Multi-Tech or NC > $10k Incentive |  |  | Agribusiness | 36
N/A | 4935 |  | Not Eligible | AG4935 | Not Eligible | Ventilation Fan, High-Speed High-Efficiency, 48-52 inches, Ag, Efficiency Level 1 | AG4935: Ventilation Fan, High-Speed High-Efficiency, 48-52 inches, Ag, Efficiency Level 1 | N/A | N/A | 75 | Fan | 75 | Fan | N/A | 4935 |  | N/A | No | N/A | 100% | 100% | 100% | No | No | Only if NC Multi-Tech or NC > $10k Incentive |  |  | Agribusiness | 36
N/A | 4931 |  | Not Eligible | AG4931 | Not Eligible | Ventilation Fan, High-Speed High-Efficiency, >= 53 inches, Ag, Efficiency Level 1 | AG4931: Ventilation Fan, High-Speed High-Efficiency, >= 53 inches, Ag, Efficiency Level 1 | N/A | N/A | 100 | Fan | 100 | Fan | N/A | 4931 |  | N/A | No | N/A | 100% | 100% | 100% | No | No | Only if NC Multi-Tech or NC > $10k Incentive |  |  | Agribusiness | 36
N/A | 4934 |  | Not Eligible | AG4934 | Not Eligible | Ventilation Fan, High-Speed High-Efficiency, 36-47 inches, Ag, Efficiency Level 2 | AG4934: Ventilation Fan, High-Speed High-Efficiency, 36-47 inches, Ag, Efficiency Level 2 | N/A | N/A | 75 | Fan | 75 | Fan | N/A | 4934 |  | N/A | No | N/A | 100% | 100% | 100% | No | No | Only if NC Multi-Tech or NC > $10k Incentive |  |  | Agribusiness | 36
N/A | 4936 |  | Not Eligible | AG4936 | Not Eligible | Ventilation Fan, High-Speed High-Efficiency, 48-52 inches, Ag, Efficiency Level 2 | AG4936: Ventilation Fan, High-Speed High-Efficiency, 48-52 inches, Ag, Efficiency Level 2 | N/A | N/A | 100 | Fan | 100 | Fan | N/A | 4936 |  | N/A | No | N/A | 100% | 100% | 100% | No | No | Only if NC Multi-Tech or NC > $10k Incentive |  |  | Agribusiness | 36
N/A | 4932 |  | Not Eligible | AG4932 | Not Eligible | Ventilation Fan, High-Speed High-Efficiency, >= 53 inches, Ag, Efficiency Level 2 | AG4932: Ventilation Fan, High-Speed High-Efficiency, >= 53 inches, Ag, Efficiency Level 2 | N/A | N/A | 125 | Fan | 125 | Fan | N/A | 4932 |  | N/A | No | N/A | 100% | 100% | 100% | No | No | Only if NC Multi-Tech or NC > $10k Incentive |  |  | Agribusiness | 36
N/A | 4933 |  | Not Eligible | N-AG4933 | Eligible Under B&I-Rural | Ventilation Fan, High-Speed High-Efficiency, 36-47 inches, Ag, Efficiency Level 1 | N-AG4933: Ventilation Fan, High-Speed High-Efficiency, 36-47 inches, Ag, Efficiency Level 1 | N/A | N/A | 50 | Fan | 50 | Fan | N/A | 4933 |  | N/A | Yes-to B&I-Rural | N/A | 100% | 100% | 100% | No | No | Only if NC Multi-Tech or NC > $10k Incentive |  |  | Agribusiness | 36
N/A | 4935 |  | Not Eligible | N-AG4935 | Eligible Under B&I-Rural | Ventilation Fan, High-Speed High-Efficiency, 48-52 inches, Ag, Efficiency Level 1 | N-AG4935: Ventilation Fan, High-Speed High-Efficiency, 48-52 inches, Ag, Efficiency Level 1 | N/A | N/A | 75 | Fan | 75 | Fan | N/A | 4935 |  | N/A | Yes-to B&I-Rural | N/A | 100% | 100% | 100% | No | No | Only if NC Multi-Tech or NC > $10k Incentive |  |  | Agribusiness | 36
N/A | 4931 |  | Not Eligible | N-AG4931 | Eligible Under B&I-Rural | Ventilation Fan, High-Speed High-Efficiency, >= 53 inches, Ag, Efficiency Level 1 | N-AG4931: Ventilation Fan, High-Speed High-Efficiency, >= 53 inches, Ag, Efficiency Level 1 | N/A | N/A | 100 | Fan | 100 | Fan | N/A | 4931 |  | N/A | Yes-to B&I-Rural | N/A | 100% | 100% | 100% | No | No | Only if NC Multi-Tech or NC > $10k Incentive |  |  | Agribusiness | 36
N/A | 4934 |  | Not Eligible | N-AG4934 | Eligible Under B&I-Rural | Ventilation Fan, High-Speed High-Efficiency, 36-47 inches, Ag, Efficiency Level 2 | N-AG4934: Ventilation Fan, High-Speed High-Efficiency, 36-47 inches, Ag, Efficiency Level 2 | N/A | N/A | 75 | Fan | 75 | Fan | N/A | 4934 |  | N/A | Yes-to B&I-Rural | N/A | 100% | 100% | 100% | No | No | Only if NC Multi-Tech or NC > $10k Incentive |  |  | Agribusiness | 36
N/A | 4936 |  | Not Eligible | N-AG4936 | Eligible Under B&I-Rural | Ventilation Fan, High-Speed High-Efficiency, 48-52 inches, Ag, Efficiency Level 2 | N-AG4936: Ventilation Fan, High-Speed High-Efficiency, 48-52 inches, Ag, Efficiency Level 2 | N/A | N/A | 100 | Fan | 100 | Fan | N/A | 4936 |  | N/A | Yes-to B&I-Rural | N/A | 100% | 100% | 100% | No | No | Only if NC Multi-Tech or NC > $10k Incentive |  |  | Agribusiness | 36
N/A | 4932 |  | Not Eligible | N-AG4932 | Eligible Under B&I-Rural | Ventilation Fan, High-Speed High-Efficiency, >= 53 inches, Ag, Efficiency Level 2 | N-AG4932: Ventilation Fan, High-Speed High-Efficiency, >= 53 inches, Ag, Efficiency Level 2 | N/A | N/A | 125 | Fan | 125 | Fan | N/A | 4932 |  | N/A | Yes-to B&I-Rural | N/A | 100% | 100% | 100% | No | No | Only if NC Multi-Tech or NC > $10k Incentive |  |  | Agribusiness | 36
N/A | 4927 |  | Not Eligible | AG4927 | Not Eligible | Circulation Fan, High-Speed High-Efficiency, 36-47 inches, Ag, Efficiency Level 1 | AG4927: Circulation Fan, High-Speed High-Efficiency, 36-47 inches, Ag, Efficiency Level 1 | N/A | N/A | 40 | Fan | 40 | Fan | N/A | 4927 |  | N/A | Yes-to B&I-Rural | N/A | 100% | 100% | 100% | No | No | Only if NC Multi-Tech or NC > $10k Incentive |  |  | Agribusiness | 37
N/A | 4929 |  | Not Eligible | AG4929 | Not Eligible | Circulation Fan, High-Speed High-Efficiency, 48-52 inches, Ag, Efficiency Level 1 | AG4929: Circulation Fan, High-Speed High-Efficiency, 48-52 inches, Ag, Efficiency Level 1 | N/A | N/A | 60 | Fan | 60 | Fan | N/A | 4929 |  | N/A | Yes-to B&I-Rural | N/A | 100% | 100% | 100% | No | No | Only if NC Multi-Tech or NC > $10k Incentive |  |  | Agribusiness | 37
N/A | 4925 |  | Not Eligible | AG4925 | Not Eligible | Circulation Fan, High-Speed High-Efficiency, >=53 inches, Ag, Efficiency Level 1 | AG4925: Circulation Fan, High-Speed High-Efficiency, >=53 inches, Ag, Efficiency Level 1 | N/A | N/A | 80 | Fan | 80 | Fan | N/A | 4925 |  | N/A | Yes-to B&I-Rural | N/A | 100% | 100% | 100% | No | No | Only if NC Multi-Tech or NC > $10k Incentive |  |  | Agribusiness | 37
N/A | 4928 |  | Not Eligible | AG4928 | Not Eligible | Circulation Fan, High-Speed High-Efficiency, 36-47 inches, Ag, Efficiency Level 2 | AG4928: Circulation Fan, High-Speed High-Efficiency, 36-47 inches, Ag, Efficiency Level 2 | N/A | N/A | 60 | Fan | 60 | Fan | N/A | 4928 |  | N/A | Yes-to B&I-Rural | N/A | 100% | 100% | 100% | No | No | Only if NC Multi-Tech or NC > $10k Incentive |  |  | Agribusiness | 37
N/A | 4930 |  | Not Eligible | AG4930 | Not Eligible | Circulation Fan, High-Speed High-Efficiency, 48-52 inches, Ag, Efficiency Level 2 | AG4930: Circulation Fan, High-Speed High-Efficiency, 48-52 inches, Ag, Efficiency Level 2 | N/A | N/A | 80 | Fan | 80 | Fan | N/A | 4930 |  | N/A | Yes-to B&I-Rural | N/A | 100% | 100% | 100% | No | No | Only if NC Multi-Tech or NC > $10k Incentive |  |  | Agribusiness | 37
N/A | 4926 |  | Not Eligible | AG4926 | Not Eligible | Circulation Fan, High-Speed High-Efficiency, >=53 inches, Ag, Efficiency Level 2 | AG4926: Circulation Fan, High-Speed High-Efficiency, >=53 inches, Ag, Efficiency Level 2 | N/A | N/A | 100 | Fan | 100 | Fan | N/A | 4926 |  | N/A | Yes-to B&I-Rural | N/A | 100% | 100% | 100% | No | No | Only if NC Multi-Tech or NC > $10k Incentive |  |  | Agribusiness | 37
N/A | 4927 |  | Not Eligible | N-AG4927 | Eligible Under B&I-Rural | Circulation Fan, High-Speed High-Efficiency, 36-47 inches, Ag, Efficiency Level 1 | N-AG4927: Circulation Fan, High-Speed High-Efficiency, 36-47 inches, Ag, Efficiency Level 1 | N/A | N/A | 40 | Fan | 40 | Fan | N/A | 4927 |  | N/A | Yes-to B&I-Rural | N/A | 100% | 100% | 100% | No | No | Only if NC Multi-Tech or NC > $10k Incentive |  |  | Agribusiness | 37
N/A | 4929 |  | Not Eligible | N-AG4929 | Eligible Under B&I-Rural | Circulation Fan, High-Speed High-Efficiency, 48-52 inches, Ag, Efficiency Level 1 | N-AG4929: Circulation Fan, High-Speed High-Efficiency, 48-52 inches, Ag, Efficiency Level 1 | N/A | N/A | 60 | Fan | 60 | Fan | N/A | 4929 |  | N/A | Yes-to B&I-Rural | N/A | 100% | 100% | 100% | No | No | Only if NC Multi-Tech or NC > $10k Incentive |  |  | Agribusiness | 37
N/A | 4925 |  | Not Eligible | N-AG4925 | Eligible Under B&I-Rural | Circulation Fan, High-Speed High-Efficiency, >=53 inches, Ag, Efficiency Level 1 | N-AG4925: Circulation Fan, High-Speed High-Efficiency, >=53 inches, Ag, Efficiency Level 1 | N/A | N/A | 80 | Fan | 80 | Fan | N/A | 4925 |  | N/A | Yes-to B&I-Rural | N/A | 100% | 100% | 100% | No | No | Only if NC Multi-Tech or NC > $10k Incentive |  |  | Agribusiness | 37
N/A | 4928 |  | Not Eligible | N-AG4928 | Eligible Under B&I-Rural | Circulation Fan, High-Speed High-Efficiency, 36-47 inches, Ag, Efficiency Level 2 | N-AG4928: Circulation Fan, High-Speed High-Efficiency, 36-47 inches, Ag, Efficiency Level 2 | N/A | N/A | 60 | Fan | 60 | Fan | N/A | 4928 |  | N/A | Yes-to B&I-Rural | N/A | 100% | 100% | 100% | No | No | Only if NC Multi-Tech or NC > $10k Incentive |  |  | Agribusiness | 37
N/A | 4930 |  | Not Eligible | N-AG4930 | Eligible Under B&I-Rural | Circulation Fan, High-Speed High-Efficiency, 48-52 inches, Ag, Efficiency Level 2 | N-AG4930: Circulation Fan, High-Speed High-Efficiency, 48-52 inches, Ag, Efficiency Level 2 | N/A | N/A | 80 | Fan | 80 | Fan | N/A | 4930 |  | N/A | Yes-to B&I-Rural | N/A | 100% | 100% | 100% | No | No | Only if NC Multi-Tech or NC > $10k Incentive |  |  | Agribusiness | 37
N/A | 4926 |  | Not Eligible | N-AG4926 | Eligible Under B&I-Rural | Circulation Fan, High-Speed High-Efficiency, >=53 inches, Ag, Efficiency Level 2 | N-AG4926: Circulation Fan, High-Speed High-Efficiency, >=53 inches, Ag, Efficiency Level 2 | N/A | N/A | 100 | Fan | 100 | Fan | N/A | 4926 |  | N/A | Yes-to B&I-Rural | N/A | 100% | 100% | 100% | No | No | Only if NC Multi-Tech or NC > $10k Incentive |  |  | Agribusiness | 37
N/A | 3998 |  | Not Eligible | AG3998 | Not Eligible | Fans, High Volume Low Speed (HVLS), General | AG3998: Fans, High Volume Low Speed (HVLS), General | N/A | N/A | 50 | Fan Diameter (feet) | 50 | Fan Diameter (feet) | N/A | 3998 |  | N/A | Yes-to B&I-Rural | N/A | 100% | 100% | 100% | No | No | Only if NC Multi-Tech or NC > $10k Incentive |  |  | Agribusiness | 37
N/A | 3998 |  | Not Eligible | N-AG3998 | Eligible Under B&I-Rural | Fans, High Volume Low Speed (HVLS), General | N-AG3998: Fans, High Volume Low Speed (HVLS), General | N/A | N/A | 50 | Fan Diameter (feet) | 50 | Fan Diameter (feet) | N/A | 3998 |  | N/A | Yes-to B&I-Rural | N/A | 100% | 100% | 100% | No | No | Only if NC Multi-Tech or NC > $10k Incentive |  |  | Agribusiness | 37
[6 empty] | ----------------------AGRIBUSINESS CATALOG: VFD & COMPRESSED AIR -------------------------------------------- | ----------------------AGRIBUSINESS CATALOG: VFD & COMPRESSED AIR -------------------------------------------- | [15 empty] | No
N/A | 4043 |  | Not Eligible | AG4043 | Not Eligible | VFD, Ag Primary Use Water System, ≥1000 hours | AG4043: VFD, Ag Primary Use Water System, ≥1000 hours | N/A | N/A | 75 | hp | 45 | hp | N/A | 4043 |  | N/A | Yes-to B&I-Rural | N/A | 100% | 100% | 100% | No | Yes | Yes | Agribusiness | D1 | Agribusiness | 40
N/A | 2639 |  | Not Eligible | AG2639 | Not Eligible | VFD, Ag Secondary Use Water System, ≥1000 hours | AG2639: VFD, Ag Secondary Use Water System, ≥1000 hours | N/A | N/A | 75 | hp | 45 | hp | N/A | 2639 |  | N/A | Yes-to B&I-Rural | N/A | 100% | 100% | 100% | No | Yes | Yes | Agribusiness | D1 | Agribusiness | 40
N/A | 4411 |  | Not Eligible | AG4411 | Not Eligible | VFD, Ag Secondary Use Water System, 500-999 hours | AG4411: VFD, Ag Secondary Use Water System, 500-999 hours | N/A | N/A | 50 | hp | 30 | hp | N/A | 4411 |  | N/A | Yes-to B&I-Rural | N/A | 100% | 100% | 100% | No | Yes | Yes | Agribusiness | D1 | Agribusiness | 40
N/A | 4949 |  | Not Eligible | AG4949 | Not Eligible | VFD, Variable Torque, Irrigation Well Pump, ≥500 hours | AG4949: VFD, Variable Torque, Irrigation Well Pump, ≥500 hours | N/A | N/A | 50 | hp | 30 | hp | N/A | 4949 |  | N/A | Yes-to B&I-Rural | N/A | 100% | 100% | 100% | No | Yes | Yes | Agribusiness | D1 & D2 | Agribusiness | 40/51
N/A | 3777 |  | Not Eligible | AG3777 | Not Eligible | VFD, High Speed Ventilation/Circulation Fan, Ag, ≥1000 hours | AG3777: VFD, High Speed Ventilation/Circulation Fan, Ag, ≥1000 hours | N/A | N/A | 75 | hp | 45 | hp | N/A | 3777 |  | N/A | Yes-to B&I-Rural | N/A | 100% | 100% | 100% | No | Yes | Yes | Agribusiness | D1 | Agribusiness | 40
N/A | 4413 |  | Not Eligible | AG4413 | Not Eligible | VFD, High Speed Ventilation/Circulation Fan, Ag, 500-999 hours | AG4413: VFD, High Speed Ventilation/Circulation Fan, Ag, 500-999 hours | N/A | N/A | 50 | hp | 30 | hp | N/A | 4413 |  | N/A | Yes-to B&I-Rural | N/A | 100% | 100% | 100% | No | Yes | Yes | Agribusiness | D1 | Agribusiness | 40
N/A | 3835 |  | Not Eligible | AG3835 | Not Eligible | VFD, Process Pump, Agriculture, ≥ 1000 hours | AG3835: VFD, Process Pump, Agriculture, ≥ 1000 hours | N/A | N/A | 75 | hp | 45 | hp | N/A | 3835 |  | N/A | Yes-to B&I-Rural | N/A | 100% | 100% | 100% | No | Yes | Yes | Agribusiness | D1 | Agribusiness | 40
N/A | 4414 |  | Not Eligible | AG4414 | Not Eligible | VFD, Process Pump, Agriculture, 500-999 hours | AG4414: VFD, Process Pump, Agriculture, 500-999 hours | N/A | N/A | 50 | hp | 30 | hp | N/A | 4414 |  | N/A | Yes-to B&I-Rural | N/A | 100% | 100% | 100% | No | Yes | Yes | Agribusiness | D1 | Agribusiness | 40
N/A | 4043 |  | Not Eligible | N-AG4043 | Eligible Under B&I-Rural | VFD, Ag Primary Use Water System, ≥1000 hours | N-AG4043: VFD, Ag Primary Use Water System, ≥1000 hours | N/A | N/A | 45 | hp | 45 | hp | N/A | 4043 |  | N/A | Yes-to B&I-Rural | N/A | 100% | 100% | 100% | No | Yes | Yes | Agribusiness | D1 | Agribusiness | 40
N/A | 2639 |  | Not Eligible | N-AG2639 | Eligible Under B&I-Rural | VFD, Ag Secondary Use Water System, ≥1000 hours | N-AG2639: VFD, Ag Secondary Use Water System, ≥1000 hours | N/A | N/A | 45 | hp | 45 | hp | N/A | 2639 |  | N/A | Yes-to B&I-Rural | N/A | 100% | 100% | 100% | No | Yes | Yes | Agribusiness | D1 | Agribusiness | 40
N/A | 4411 |  | Not Eligible | N-AG4411 | Eligible Under B&I-Rural | VFD, Ag Secondary Use Water System, 500-999 hours | N-AG4411: VFD, Ag Secondary Use Water System, 500-999 hours | N/A | N/A | 30 | hp | 30 | hp | N/A | 4411 |  | N/A | Yes-to B&I-Rural | N/A | 100% | 100% | 100% | No | Yes | Yes | Agribusiness | D1 | Agribusiness | 40
N/A | 4949 |  | Not Eligible | N-AG4949 | Eligible Under B&I-Rural | VFD, Variable Torque, Irrigation Well Pump, ≥500 hours | N-AG4949: VFD, Variable Torque, Irrigation Well Pump, ≥500 hours | N/A | N/A | 30 | hp | 30 | hp | N/A | 4949 |  | N/A | Yes-to B&I-Rural | N/A | 100% | 100% | 100% | No | Yes | Yes | Agribusiness | D1 & D2 | Agribusiness | 40/51
N/A | 3777 |  | Not Eligible | N-AG3777 | Eligible Under B&I-Rural | VFD, High Speed Ventilation/Circulation Fan, Ag, ≥1000 hours | N-AG3777: VFD, High Speed Ventilation/Circulation Fan, Ag, ≥1000 hours | N/A | N/A | 45 | hp | 45 | hp | N/A | 3777 |  | N/A | Yes-to B&I-Rural | N/A | 100% | 100% | 100% | No | Yes | Yes | Agribusiness | D1 | Agribusiness | 40
N/A | 4413 |  | Not Eligible | N-AG4413 | Eligible Under B&I-Rural | VFD, High Speed Ventilation/Circulation Fan, Ag, 500-999 hours | N-AG4413: VFD, High Speed Ventilation/Circulation Fan, Ag, 500-999 hours | N/A | N/A | 30 | hp | 30 | hp | N/A | 4413 |  | N/A | Yes-to B&I-Rural | N/A | 100% | 100% | 100% | No | Yes | Yes | Agribusiness | D1 | Agribusiness | 40
N/A | 3835 |  | Not Eligible | N-AG3835 | Eligible Under B&I-Rural | VFD, Process Pump, Agriculture, ≥ 1000 hours | N-AG3835: VFD, Process Pump, Agriculture, ≥ 1000 hours | N/A | N/A | 45 | hp | 45 | hp | N/A | 3835 |  | N/A | Yes-to B&I-Rural | N/A | 100% | 100% | 100% | No | Yes | Yes | Agribusiness | D1 | Agribusiness | 40
N/A | 4414 |  | Not Eligible | N-AG4414 | Eligible Under B&I-Rural | VFD, Process Pump, Agriculture, 500-999 hours | N-AG4414: VFD, Process Pump, Agriculture, 500-999 hours | N/A | N/A | 30 | hp | 30 | hp | N/A | 4414 |  | N/A | Yes-to B&I-Rural | N/A | 100% | 100% | 100% | No | Yes | Yes | Agribusiness | D1 | Agribusiness | 40
N/A | 3836 |  | Not Eligible | AG3836 | Not Eligible | VFD, Constant Torque, ≥1000 Annual Hours, Ag | AG3836: VFD, Constant Torque, ≥1000 Annual Hours, Ag | N/A | N/A | 45 | hp | 40 | hp | N/A | 3836 |  | N/A | Yes-to B&I-Rural | N/A | 100% | 100% | 100% | No | Yes | Yes | Agribusiness | D1 & D3 | Agribusiness | 41
N/A | 4412 |  | Not Eligible | AG4412 | Not Eligible | VFD, Constant Torque, 500-999 Hours, Ag | AG4412: VFD, Constant Torque, 500-999 Hours, Ag | N/A | N/A | 30 | hp | 20 | hp | N/A | 4412 |  | N/A | Yes-to B&I-Rural | N/A | 100% | 100% | 100% | No | Yes | Yes | Agribusiness | D1 & D3 | Agribusiness | 41
N/A | 3836 |  | Not Eligible | N-AG3836 | Eligible Under B&I-Rural | VFD, Constant Torque, ≥1000 Annual Hours, Ag | N-AG3836: VFD, Constant Torque, ≥1000 Annual Hours, Ag | N/A | N/A | 40 | hp | 40 | hp | N/A | 3836 |  | N/A | Yes-to B&I-Rural | N/A | 100% | 100% | 100% | No | Yes | Yes | Agribusiness | D1 & D3 | Agribusiness | 41
N/A | 4412 |  | Not Eligible | N-AG4412 | Eligible Under B&I-Rural | VFD, Constant Torque, 500-999 Hours, Ag | N-AG4412: VFD, Constant Torque, 500-999 Hours, Ag | N/A | N/A | 20 | hp | 20 | hp | N/A | 4412 |  | N/A | Yes-to B&I-Rural | N/A | 100% | 100% | 100% | No | Yes | Yes | Agribusiness | D1 & D3 | Agribusiness | 41
N/A | 4767 |  | Not Eligible | AG4767 | Not Eligible | Compressed Air and Leak Survey Repair, Agriculture only | AG4767: Compressed Air and Leak Survey Repair, Agriculture only | N/A | N/A | 15 | Connected HP | N/A | Connected HP | N/A | 4767 |  | N/A | No | N/A | 100% | 100% | 100% | No | Yes | Yes | Agribusiness | E | Agribusiness | 42
N/A | 2196 |  | Not Eligible | PS2196 | Not Eligible | Variable Speed Drive Air Compressors | PS2196: Variable Speed Drive Air Compressors | N/A | N/A | 40 | HP | 40 | HP | N/A | 2196 |  | N/A | Yes-to B&I-Rural | N/A | 100% | 100% | 100% | No | Yes | Yes | Agribusiness | F1 & F2 | Agribusiness | 42
N/A | 2196 |  | Not Eligible | N-PS2196 | Eligible Under B&I-Rural | Variable Speed Drive Air Compressors | N-PS2196: Variable Speed Drive Air Compressors | N/A | N/A | 40 | HP | 40 | HP | N/A | 2196 |  | N/A | Yes-to B&I-Rural | N/A | 100% | 100% | 100% | No | Yes | Yes | Agribusiness | F1 & F2 | Agribusiness | 42
N/A | 2254 |  | Not Eligible | PS2254 | Not Eligible | No Air-Loss Condensate Drains | PS2254: No Air-Loss Condensate Drains | N/A | N/A | 80 | Drain | 80 | Drain | N/A | 2254 |  | N/A | Yes-to B&I-Rural | N/A | 100% | 100% | 100% | No | No | Yes |  |  | Agribusiness | 43
N/A | 2254 |  | Not Eligible | N-PS2254 | Eligible Under B&I-Rural | No Air-Loss Condensate Drains | N-PS2254: No Air-Loss Condensate Drains | N/A | N/A | 80 | Drain | 80 | Drain | N/A | 2254 |  | N/A | Yes-to B&I-Rural | N/A | 100% | 100% | 100% | No | No | Yes |  |  | Agribusiness | 43
[6 empty] | ----------------------AGRIBUSINESS CATALOG: SPACE HEATING EQUIPMENT -------------------------------------------- | ----------------------AGRIBUSINESS CATALOG: SPACE HEATING EQUIPMENT -------------------------------------------- | [15 empty] | No
N/A | 2218 |  | Not Eligible | H2218 | Not Eligible | Hot Water Boilers, < 300 MBh input, ≥90% AFUE | H2218: Hot Water Boilers, < 300 MBh input, ≥90% AFUE | N/A | N/A | 3 | MBh | 3 | MBh | N/A | 2218 |  | N/A | Yes-to B&I-Rural | N/A | 100% | 100% | 100% | No | No | Only if NC Multi-Tech or NC > $10k Incentive |  |  | Agribusiness | 46
N/A | 3277 |  | Not Eligible | H3277 | Not Eligible | Hot Water Boilers, ≥300 MBh input, ≥85% thermal efficiency | H3277: Hot Water Boilers, ≥300 MBh input, ≥85% thermal efficiency | N/A | N/A | 1 | MBh | 1 | MBh | N/A | 3277 |  | N/A | Yes-to B&I-Rural | N/A | 100% | 100% | 100% | No | No | Only if NC Multi-Tech or NC > $10k Incentive |  |  | Agribusiness | 46
N/A | 3276 |  | Not Eligible | H3276 | Not Eligible | Hot Water Boilers, ≥300 MBh input, ≥90% thermal efficiency | H3276: Hot Water Boilers, ≥300 MBh input, ≥90% thermal efficiency | N/A | N/A | 3 | MBh | 3 | MBh | N/A | 3276 |  | N/A | Yes-to B&I-Rural | N/A | 100% | 100% | 100% | No | No | Only if NC Multi-Tech or NC > $10k Incentive |  |  | Agribusiness | 46
N/A | 2218 |  | Not Eligible | N-H2218 | Eligible Under B&I-Rural | Hot Water Boilers, < 300 MBh input, ≥90% AFUE | N-H2218: Hot Water Boilers, < 300 MBh input, ≥90% AFUE | N/A | N/A | 3 | MBh | 3 | MBh | N/A | 2218 |  | N/A | Yes-to B&I-Rural | N/A | 100% | 100% | 100% | No | No | Only if NC Multi-Tech or NC > $10k Incentive |  |  | Agribusiness | 46
N/A | 3277 |  | Not Eligible | N-H3277 | Eligible Under B&I-Rural | Hot Water Boilers, ≥300 MBh input, ≥85% thermal efficiency | N-H3277: Hot Water Boilers, ≥300 MBh input, ≥85% thermal efficiency | N/A | N/A | 1 | MBh | 1 | MBh | N/A | 3277 |  | N/A | Yes-to B&I-Rural | N/A | 100% | 100% | 100% | No | No | Only if NC Multi-Tech or NC > $10k Incentive |  |  | Agribusiness | 46
N/A | 3276 |  | Not Eligible | N-H3276 | Eligible Under B&I-Rural | Hot Water Boilers, ≥300 MBh input, ≥90% thermal efficiency | N-H3276: Hot Water Boilers, ≥300 MBh input, ≥90% thermal efficiency | N/A | N/A | 3 | MBh | 3 | MBh | N/A | 3276 |  | N/A | Yes-to B&I-Rural | N/A | 100% | 100% | 100% | No | No | Only if NC Multi-Tech or NC > $10k Incentive |  |  | Agribusiness | 46
N/A | 2422 |  | Not Eligible | H2422 | Not Eligible | Infrared Heater (Retrofit Only) | H2422: Infrared Heater (Retrofit Only) | N/A | N/A | 1.5 | MBh | N/A | MBh | N/A | 2422 |  | N/A | No | N/A | 100% | 100% | 100% | No | No | Only if NC Multi-Tech or NC > $10k Incentive |  |  | Agribusiness | 46
N/A | 2422 |  | Not Eligible | N-H2422 | Eligible Under B&I-Rural | Infrared Heater (NC Only) | N-H2422: Infrared Heater (NC Only) | N/A | N/A | 1 | MBh | 1 | MBh | N/A | 2422 |  | N/A | Yes-to B&I-Rural | N/A | 100% | 100% | 100% | No | No | Only if NC Multi-Tech or NC > $10k Incentive |  |  | Agribusiness | 46
N/A | 3491 |  | Not Eligible | H3491 | Not Eligible | Furnace with ECM, ≥95%+ AFUE, NG | H3491: Furnace with ECM, ≥95%+ AFUE, NG | N/A | N/A | 220 | Furnace | N/A | Furnace | N/A | 3491 |  | N/A | No | N/A | 100% | 100% | 100% | No | No | Only if NC Multi-Tech or NC > $10k Incentive |  |  | Agribusiness | 47
N/A | 3492 |  | Not Eligible | H3492 | Not Eligible | Furnace with ECM, ≥90%+ AFUE, NG | H3492: Furnace with ECM, ≥90%+ AFUE, NG | N/A | N/A | 100 | Furnace | N/A | Furnace | N/A | 3492 |  | N/A | No | N/A | 100% | 100% | 100% | No | No | Only if NC Multi-Tech or NC > $10k Incentive |  |  | Agribusiness | 47
N/A | 3491 |  | Not Eligible | N-H3491 | Eligible Under B&I-Rural | Furnace with ECM, ≥95%+ AFUE, NG | N-H3491: Furnace with ECM, ≥95%+ AFUE, NG | N/A | N/A | N/A | Furnace | 180 | Furnace | N/A | 3491 |  | N/A | Yes-to B&I-Rural | N/A | 100% | 100% | 100% | No | No | Only if NC Multi-Tech or NC > $10k Incentive |  |  | Agribusiness | 47
N/A | 3492 |  | Not Eligible | N-H3492 | Eligible Under B&I-Rural | Furnace with ECM, ≥90%+ AFUE, NG | N-H3492: Furnace with ECM, ≥90%+ AFUE, NG | N/A | N/A | N/A | Furnace | 80 | Furnace | N/A | 3492 |  | N/A | Yes-to B&I-Rural | N/A | 100% | 100% | 100% | No | No | Only if NC Multi-Tech or NC > $10k Incentive |  |  | Agribusiness | 47
N/A | 4753 |  | Not Eligible | H4753 | Not Eligible | Unit Heater, ≥ 90% Thermal Efficiency (Retrofit Only), Heating Setpoint = 70°F | H4753: Unit Heater, ≥ 90% Thermal Efficiency (Retrofit Only), Heating Setpoint = 70°F | N/A | N/A | 2 | MBh | N/A | MBh | N/A | 4753 |  | N/A | No | N/A | 100% | 100% | 100% | No | No | Only if NC Multi-Tech or NC > $10k Incentive |  |  | Agribusiness | 47
N/A | 4754 |  | Not Eligible | H4754 | Not Eligible | Unit Heater, ≥ 90% Thermal Efficiency (Retrofit Only), Heating Setpoint = 65°F | H4754: Unit Heater, ≥ 90% Thermal Efficiency (Retrofit Only), Heating Setpoint = 65°F | N/A | N/A | 2 | MBh | N/A | MBh | N/A | 4754 |  | N/A | No | N/A | 100% | 100% | 100% | No | No | Only if NC Multi-Tech or NC > $10k Incentive |  |  | Agribusiness | 47
N/A | 4755 |  | Not Eligible | H4755 | Not Eligible | Unit Heater, ≥ 90% Thermal Efficiency (Retrofit Only), Heating Setpoint = 60°F | H4755: Unit Heater, ≥ 90% Thermal Efficiency (Retrofit Only), Heating Setpoint = 60°F | N/A | N/A | 2 | MBh | N/A | MBh | N/A | 4755 |  | N/A | No | N/A | 100% | 100% | 100% | No | No | Only if NC Multi-Tech or NC > $10k Incentive |  |  | Agribusiness | 47
N/A | 4756 |  | Not Eligible | H4756 | Not Eligible | Unit Heater, ≥ 90% Thermal Efficiency (Retrofit Only), Heating Setpoint = 55°F | H4756: Unit Heater, ≥ 90% Thermal Efficiency (Retrofit Only), Heating Setpoint = 55°F | N/A | N/A | 2 | MBh | N/A | MBh | N/A | 4756 |  | N/A | No | N/A | 100% | 100% | 100% | No | No | Only if NC Multi-Tech or NC > $10k Incentive |  |  | Agribusiness | 47
N/A | 4753 |  | Not Eligible | N-H4753 | Eligible Under B&I-Rural | Unit Heater, ≥ 90% Thermal Efficiency (NC Only), Heating Setpoint = 70°F | N-H4753: Unit Heater, ≥ 90% Thermal Efficiency (NC Only), Heating Setpoint = 70°F | N/A | N/A | N/A | MBh | 1 | MBh | N/A | 4753 |  | N/A | Yes-to B&I-Rural | N/A | 100% | 100% | 100% | No | No | Only if NC Multi-Tech or NC > $10k Incentive |  |  | Agribusiness | 47
N/A | 4754 |  | Not Eligible | N-H4754 | Eligible Under B&I-Rural | Unit Heater, ≥ 90% Thermal Efficiency (NC Only), Heating Setpoint = 65°F | N-H4754: Unit Heater, ≥ 90% Thermal Efficiency (NC Only), Heating Setpoint = 65°F | N/A | N/A | N/A | MBh | 1 | MBh | N/A | 4754 |  | N/A | Yes-to B&I-Rural | N/A | 100% | 100% | 100% | No | No | Only if NC Multi-Tech or NC > $10k Incentive |  |  | Agribusiness | 47
N/A | 4755 |  | Not Eligible | N-H4755 | Eligible Under B&I-Rural | Unit Heater, ≥ 90% Thermal Efficiency (NC Only), Heating Setpoint = 60°F | N-H4755: Unit Heater, ≥ 90% Thermal Efficiency (NC Only), Heating Setpoint = 60°F | N/A | N/A | N/A | MBh | 1 | MBh | N/A | 4755 |  | N/A | Yes-to B&I-Rural | N/A | 100% | 100% | 100% | No | No | Only if NC Multi-Tech or NC > $10k Incentive |  |  | Agribusiness | 47
N/A | 4756 |  | Not Eligible | N-H4756 | Eligible Under B&I-Rural | Unit Heater, ≥ 90% Thermal Efficiency (NC Only), Heating Setpoint = 55°F | N-H4756: Unit Heater, ≥ 90% Thermal Efficiency (NC Only), Heating Setpoint = 55°F | N/A | N/A | N/A | MBh | 1 | MBh | N/A | 4756 |  | N/A | Yes-to B&I-Rural | N/A | 100% | 100% | 100% | No | No | Only if NC Multi-Tech or NC > $10k Incentive |  |  | Agribusiness | 47
[6 empty] | ----------------------AGRIBUSINESS CATALOG: GRAIN DRYER AND IRRIGATION SYSTEMS -------------------------------------------- | ----------------------AGRIBUSINESS CATALOG: GRAIN DRYER AND IRRIGATION SYSTEMS -------------------------------------------- | [15 empty] | No
N/A | 3386 |  | Not Eligible | AG3386 | Not Eligible | Grain Dryer, Energy Efficient, Hybrid | AG3386: Grain Dryer, Energy Efficient, Hybrid | N/A | N/A | 16 | Bushel/hr drying capacity | N/A | Bushel/hr drying capacity | N/A | 3386 |  | N/A | No | N/A | 100% | 100% | 100% | No | Yes | Yes | Agribusiness | G1, G2 & G3 | Agribusiness | 50
N/A | 4901 |  | Not Eligible | AG4901 | Not Eligible | Grain Dryer, Tune-up | AG4901: Grain Dryer, Tune-up | N/A | N/A | 150 | Tune-up | N/A | Tune-up | N/A | 4901 |  | N/A | No | N/A | 100% | 100% | 100% | No | Yes | Yes | Agribusiness | H | Agribusiness | 50
N/A | 2434 |  | Not Eligible | AG2434 | Not Eligible | Irrigation Pressure Reduction, Nozzle Installation & Motor Downsizing | AG2434: Irrigation Pressure Reduction, Nozzle Installation & Motor Downsizing | N/A | N/A | 65 | Reduced HP | N/A | Reduced HP | N/A | 2434 |  | N/A | No | N/A | 100% | 100% | 100% | No | Yes | Yes | Agribusiness | I1 & I2 | Agribusiness | 51
[6 empty] | ----------------------AGRIBUSINESS CATALOG: GREENHOUSE EQUIPMENT -------------------------------------------- | ----------------------AGRIBUSINESS CATALOG: GREENHOUSE EQUIPMENT -------------------------------------------- | [20 empty] | Agribusiness
N/A | 2596 |  | Not Eligible | AG2596 | Not Eligible | Thermal Curtain, Double Pane Glass Walls and Ceiling, Overhead Heating | AG2596: Thermal Curtain, Double Pane Glass Walls and Ceiling, Overhead Heating | N/A | N/A | 0.25 | sq ft | N/A | sq ft | N/A | 2596 |  | N/A | No | N/A | 100% | 100% | 100% | No | No | No |  |  | Agribusiness | 54
N/A | 2597 |  | Not Eligible | AG2597 | Not Eligible | Thermal Curtain, Double Pane Glass Walls and Ceiling, Under Bench Heating | AG2597: Thermal Curtain, Double Pane Glass Walls and Ceiling, Under Bench Heating | N/A | N/A | 0.25 | sq ft | N/A | sq ft | N/A | 2597 |  | N/A | No | N/A | 100% | 100% | 100% | No | No | No |  |  | Agribusiness | 54
N/A | 2598 |  | Not Eligible | AG2598 | Not Eligible | Thermal Curtain, Double Pane Glass Walls and Poly Film Ceiling, Overhead Heating | AG2598: Thermal Curtain, Double Pane Glass Walls and Poly Film Ceiling, Overhead Heating | N/A | N/A | 0.25 | sq ft | N/A | sq ft | N/A | 2598 |  | N/A | No | N/A | 100% | 100% | 100% | No | No | No |  |  | Agribusiness | 54
N/A | 2599 |  | Not Eligible | AG2599 | Not Eligible | Thermal Curtain, Double Pane Glass Walls and Poly Film Ceiling, Under Bench Heating | AG2599: Thermal Curtain, Double Pane Glass Walls and Poly Film Ceiling, Under Bench Heating | N/A | N/A | 0.25 | sq ft | N/A | sq ft | N/A | 2599 |  | N/A | No | N/A | 100% | 100% | 100% | No | No | No |  |  | Agribusiness | 54
N/A | 2601 |  | Not Eligible | AG2601 | Not Eligible | Thermal Curtain, Poly Film Walls and Ceiling, Overhead Heating | AG2601: Thermal Curtain, Poly Film Walls and Ceiling, Overhead Heating | N/A | N/A | 0.25 | sq ft | N/A | sq ft | N/A | 2601 |  | N/A | No | N/A | 100% | 100% | 100% | No | No | No |  |  | Agribusiness | 54
N/A | 2602 |  | Not Eligible | AG2602 | Not Eligible | Thermal Curtain, Poly Film Walls and Ceiling, Under Bench Heating | AG2602: Thermal Curtain, Poly Film Walls and Ceiling, Under Bench Heating | N/A | N/A | 0.25 | sq ft | N/A | sq ft | N/A | 2602 |  | N/A | No | N/A | 100% | 100% | 100% | No | No | No |  |  | Agribusiness | 54
N/A | 2603 |  | Not Eligible | AG2603 | Not Eligible | Thermal Curtain, Single Pane Glass Walls and Ceiling, Overhead Heating | AG2603: Thermal Curtain, Single Pane Glass Walls and Ceiling, Overhead Heating | N/A | N/A | 0.25 | sq ft | N/A | sq ft | N/A | 2603 |  | N/A | No | N/A | 100% | 100% | 100% | No | No | No |  |  | Agribusiness | 54
N/A | 2604 |  | Not Eligible | AG2604 | Not Eligible | Thermal Curtain, Single Pane Glass Walls and Ceiling, Under Bench Heating | AG2604: Thermal Curtain, Single Pane Glass Walls and Ceiling, Under Bench Heating | N/A | N/A | 0.25 | sq ft | N/A | sq ft | N/A | 2604 |  | N/A | No | N/A | 100% | 100% | 100% | No | No | No |  |  | Agribusiness | 54
N/A | 2605 |  | Not Eligible | AG2605 | Not Eligible | Thermal Curtain, Single Pane Glass Walls and Poly Film Ceiling, Overhead Heating | AG2605: Thermal Curtain, Single Pane Glass Walls and Poly Film Ceiling, Overhead Heating | N/A | N/A | 0.25 | sq ft | N/A | sq ft | N/A | 2605 |  | N/A | No | N/A | 100% | 100% | 100% | No | No | No |  |  | Agribusiness | 54
N/A | 2606 |  | Not Eligible | AG2606 | Not Eligible | Thermal curtain, Single Pane Glass Walls and Poly Film Ceiling, Under Bench Heating | AG2606: Thermal curtain, Single Pane Glass Walls and Poly Film Ceiling, Under Bench Heating | N/A | N/A | 0.25 | sq ft | N/A | sq ft | N/A | 2606 |  | N/A | No | N/A | 100% | 100% | 100% | No | No | No |  |  | Agribusiness | 54
N/A | 598 |  | Not Eligible | AG598 | Not Eligible | Greenhouse Climate Controls | AG598: Greenhouse Climate Controls | N/A | N/A | 0.03 | sq ft | N/A | sq ft | N/A | 598 |  | N/A | No | N/A | 100% | 100% | 100% | No | Yes | Yes | Agribusiness | J1, J2 & J3 | Agribusiness | 54
N/A | 598 |  | Not Eligible | N-AG598 | Eligible Under B&I-Rural | Greenhouse Climate Controls | N-AG598: Greenhouse Climate Controls | N/A | N/A | 0.03 | sq ft | 0.03 | sq ft | N/A | 598 |  | N/A | Yes-to B&I-Rural | N/A | 100% | 100% | 100% | No | Yes | Yes | Agribusiness | J1, J2 & J3 | Agribusiness | 54
[6 empty] | ----------------------AG PROPANE CATALOG: WATER HEATING EQUIPMENT -------------------------------------------- | ----------------------AG PROPANE CATALOG: WATER HEATING EQUIPMENT --------------------------------------------
N/A | 4874 | N/A | Not Eligible | AG4874 | Not Eligible | RHR Unit (Propane Water Heater with Existing Milk Plate Cooler and VFD on Milk Pump) | AG4874: RHR Unit (Propane Water Heater with Existing Milk Plate Cooler and VFD on Milk Pump) | N/A | N/A | 600 | RHR Unit | 600 | RHR Unit | N/A | 4874 | N/A | N/A | No | N/A | 100% | 100% | 100% | No | Yes | Yes |  |  | Propane | 12
N/A | 4875 | N/A | Not Eligible | AG4875 | Not Eligible | RHR Unit (Propane Water Heater without Existing Milk Plate Cooler) | AG4875: RHR Unit (Propane Water Heater without Existing Milk Plate Cooler) | N/A | N/A | 600 | RHR Unit | 600 | RHR Unit | N/A | 4875 | N/A | N/A | No | N/A | 100% | 100% | 100% | No | Yes | Yes |  |  | Propane | 12
N/A | 4876 | N/A | Not Eligible | AG4876 | Not Eligible | RHR Unit (Propane Water Heater with Existing Milk Plate Cooler) | AG4876: RHR Unit (Propane Water Heater with Existing Milk Plate Cooler) | N/A | N/A | 600 | RHR Unit | 600 | RHR Unit | N/A | 4876 | N/A | N/A | No | N/A | 100% | 100% | 100% | No | Yes | Yes |  |  | Propane | 12
N/A | 4874 | N/A | Not Eligible | N-AG4874 | Eligible Under Ag Propane | RHR Unit (Propane Water Heater with Existing Milk Plate Cooler and VFD on Milk Pump) | N-AG4874: RHR Unit (Propane Water Heater with Existing Milk Plate Cooler and VFD on Milk Pump) | N/A | N/A | 600 | RHR Unit | 600 | RHR Unit | N/A | 4874 | N/A | N/A | Yes-to Ag Propane | N/A | 100% | 100% | 100% | No | Yes | Yes |  |  | Propane | 12
N/A | 4875 | N/A | Not Eligible | N-AG4875 | Eligible Under Ag Propane | RHR Unit (Propane Water Heater without Existing Milk Plate Cooler) | N-AG4875: RHR Unit (Propane Water Heater without Existing Milk Plate Cooler) | N/A | N/A | 600 | RHR Unit | 600 | RHR Unit | N/A | 4875 | N/A | N/A | Yes-to Ag Propane | N/A | 100% | 100% | 100% | No | Yes | Yes |  |  | Propane | 12
N/A | 4876 | N/A | Not Eligible | N-AG4876 | Eligible Under Ag Propane | RHR Unit (Propane Water Heater with Existing Milk Plate Cooler) | N-AG4876: RHR Unit (Propane Water Heater with Existing Milk Plate Cooler) | N/A | N/A | 600 | RHR Unit | 600 | RHR Unit | N/A | 4876 | N/A | N/A | Yes-to Ag Propane | N/A | 100% | 100% | 100% | No | Yes | Yes |  |  | Propane | 12
N/A | 4938 | N/A | Not Eligible | AG4938 | Not Eligible | Propane Commercial Water Heater | AG4938: Propane Commercial Water Heater | N/A | N/A | 500 | Water Heater | 500 | Water Heater | N/A | 4938 | N/A | N/A | No | N/A | 100% | 100% | 100% | No | Yes | Yes |  |  | Propane | 13
N/A | 4938 | N/A | Not Eligible | N-AG4938 | Eligible Under Ag Propane | Propane Commercial Water Heater | N-AG4938: Propane Commercial Water Heater | N/A | N/A | 500 | Water Heater | 500 | Water Heater | N/A | 4938 | N/A | N/A | Yes-to Ag Propane | N/A | 100% | 100% | 100% | No | Yes | Yes |  |  | Propane | 14
[6 empty] | ----------------------AG PROPANE CATALOG: SPACE HEATING EQUIPMENT -------------------------------------------- | ----------------------AG PROPANE CATALOG: SPACE HEATING EQUIPMENT --------------------------------------------
N/A | 4852 | N/A | Not Eligible | AG4852 | Not Eligible | Hot Water Boilers, < 300 MBh input, ≥90% AFUE | AG4852: Hot Water Boilers, < 300 MBh input, ≥90% AFUE | N/A | N/A | 3 | MBh | 3 | MBh | N/A | 4852 | N/A | N/A | No | N/A | 100% | 100% | 100% | No | No | Only if NC Multi-Tech or NC > $10k Incentive |  |  | Propane | 28
N/A | 4867 | N/A | Not Eligible | AG4867 | Not Eligible | Hot Water Boilers, ≥300 MBh input, ≥85% thermal efficiency | AG4867: Hot Water Boilers, ≥300 MBh input, ≥85% thermal efficiency | N/A | N/A | 1 | MBh | 1 | MBh | N/A | 4867 | N/A | N/A | No | N/A | 100% | 100% | 100% | No | No | Only if NC Multi-Tech or NC > $10k Incentive |  |  | Propane | 28
N/A | 4866 | N/A | Not Eligible | AG4866 | Not Eligible | Hot Water Boilers, ≥300 MBh input, ≥90% thermal efficiency | AG4866: Hot Water Boilers, ≥300 MBh input, ≥90% thermal efficiency | N/A | N/A | 3 | MBh | 3 | MBh | N/A | 4866 | N/A | N/A | No | N/A | 100% | 100% | 100% | No | No | Only if NC Multi-Tech or NC > $10k Incentive |  |  | Propane | 28
N/A | 4852 | N/A | Not Eligible | N-AG4852 | Eligible Under Ag Propane | Hot Water Boilers, < 300 MBh input, ≥90% AFUE | N-AG4852: Hot Water Boilers, < 300 MBh input, ≥90% AFUE | N/A | N/A | 3 | MBh | 3 | MBh | N/A | 4852 | N/A | N/A | Yes-to Ag Propane | N/A | 100% | 100% | 100% | No | No | Only if NC Multi-Tech or NC > $10k Incentive |  |  | Propane | 28
N/A | 4867 | N/A | Not Eligible | N-AG4867 | Eligible Under Ag Propane | Hot Water Boilers, ≥300 MBh input, ≥85% thermal efficiency | N-AG4867: Hot Water Boilers, ≥300 MBh input, ≥85% thermal efficiency | N/A | N/A | 1 | MBh | 1 | MBh | N/A | 4867 | N/A | N/A | Yes-to Ag Propane | N/A | 100% | 100% | 100% | No | No | Only if NC Multi-Tech or NC > $10k Incentive |  |  | Propane | 28
N/A | 4866 | N/A | Not Eligible | N-AG4866 | Eligible Under Ag Propane | Hot Water Boilers, ≥300 MBh input, ≥90% thermal efficiency | N-AG4866: Hot Water Boilers, ≥300 MBh input, ≥90% thermal efficiency | N/A | N/A | 3 | MBh | 3 | MBh | N/A | 4866 | N/A | N/A | Yes-to Ag Propane | N/A | 100% | 100% | 100% | No | No | Only if NC Multi-Tech or NC > $10k Incentive |  |  | Propane | 28
N/A | 4854 | N/A | Not Eligible | AG4854 | Not Eligible | Infrared Heater (Propane Only) | AG4854: Infrared Heater (Propane Only) | N/A | N/A | 1.5 | MBh | N/A | MBh | N/A | 4854 | N/A | N/A | No | N/A | 1 | 1 | 1 | No | No | Only if NC Multi-Tech or NC > $10k Incentive |  |  | Propane | 28
N/A | 4854 | N/A | Not Eligible | N-AG4854 | Eligible Under Ag Propane | Infrared Heater (Propane Only) | N-AG4854: Infrared Heater (Propane Only) | N/A | N/A | 1 | MBh | 1 | MBh | N/A | 4854 | N/A | N/A | Yes-to Ag Propane | N/A | 100% | 100% | 100% | No | No | Only if NC Multi-Tech or NC > $10k Incentive |  |  | Propane | 28
N/A | 4870 | N/A | Not Eligible | AG4870 | Not Eligible | Furnace with ECM, ≥95%+ AFUE, NG | AG4870: Furnace with ECM, ≥95%+ AFUE, NG | N/A | N/A | 220 | Furnace | N/A | Furnace | N/A | 4870 | N/A | N/A | No | N/A | 100% | 100% | 100% | No | No | Only if NC Multi-Tech or NC > $10k Incentive |  |  | Propane | 29
N/A | 4869 | N/A | Not Eligible | AG4869 | Not Eligible | Furnace with ECM, ≥90%+ AFUE, NG | AG4869: Furnace with ECM, ≥90%+ AFUE, NG | N/A | N/A | 100 | Furnace | N/A | Furnace | N/A | 4869 | N/A | N/A | No | N/A | 100% | 100% | 100% | No | No | Only if NC Multi-Tech or NC > $10k Incentive |  |  | Propane | 29
N/A | 4870 | N/A | Not Eligible | N-AG4870 | Eligible Under Ag Propane | Furnace with ECM, ≥95%+ AFUE, NG | N-AG4870: Furnace with ECM, ≥95%+ AFUE, NG | N/A | N/A | N/A | Furnace | 180 | Furnace | N/A | 4870 | N/A | N/A | Yes-to Ag Propane | N/A | 100% | 100% | 100% | No | No | Only if NC Multi-Tech or NC > $10k Incentive |  |  | Propane | 29
N/A | 4869 | N/A | Not Eligible | N-AG4869 | Eligible Under Ag Propane | Furnace with ECM, ≥90%+ AFUE, NG | N-AG4869: Furnace with ECM, ≥90%+ AFUE, NG | N/A | N/A | N/A | Furnace | 80 | Furnace | N/A | 4869 | N/A | N/A | Yes-to Ag Propane | N/A | 1 | 1 | 1 | No | No | Only if NC Multi-Tech or NC > $10k Incentive |  |  | Propane | 29
N/A | 4878 | N/A | Not Eligible | AG4878 | Not Eligible | Unit Heater, ≥ 90% Thermal Efficiency (Retrofit Only), Heating Setpoint = 70°F | AG4878: Unit Heater, ≥ 90% Thermal Efficiency (Retrofit Only), Heating Setpoint = 70°F | N/A | N/A | 2 | MBh | N/A | MBh | N/A | 4878 | N/A | N/A | No | N/A | 1 | 1 | 1 | No | No | Only if NC Multi-Tech or NC > $10k Incentive |  |  | Propane | 29
N/A | 4879 | N/A | Not Eligible | AG4879 | Not Eligible | Unit Heater, ≥ 90% Thermal Efficiency (Retrofit Only), Heating Setpoint = 65°F | AG4879: Unit Heater, ≥ 90% Thermal Efficiency (Retrofit Only), Heating Setpoint = 65°F | N/A | N/A | 2 | MBh | N/A | MBh | N/A | 4879 | N/A | N/A | No | N/A | 1 | 1 | 1 | No | No | Only if NC Multi-Tech or NC > $10k Incentive |  |  | Propane | 29
N/A | 4880 | N/A | Not Eligible | AG4880 | Not Eligible | Unit Heater, ≥ 90% Thermal Efficiency (Retrofit Only), Heating Setpoint = 60°F | AG4880: Unit Heater, ≥ 90% Thermal Efficiency (Retrofit Only), Heating Setpoint = 60°F | N/A | N/A | 2 | MBh | N/A | MBh | N/A | 4880 | N/A | N/A | No | N/A | 1 | 1 | 1 | No | No | Only if NC Multi-Tech or NC > $10k Incentive |  |  | Propane | 29
N/A | 4881 | N/A | Not Eligible | AG4881 | Not Eligible | Unit Heater, ≥ 90% Thermal Efficiency (Retrofit Only), Heating Setpoint = 55°F | AG4881: Unit Heater, ≥ 90% Thermal Efficiency (Retrofit Only), Heating Setpoint = 55°F | N/A | N/A | 2 | MBh | N/A | MBh | N/A | 4881 | N/A | N/A | No | N/A | 1 | 1 | 1 | No | No | Only if NC Multi-Tech or NC > $10k Incentive |  |  | Propane | 29
N/A | 4878 | N/A | Not Eligible | N-AG4878 | Eligible Under Ag Propane | Unit Heater, ≥ 90% Thermal Efficiency (NC Only), Heating Setpoint = 70°F | N-AG4878: Unit Heater, ≥ 90% Thermal Efficiency (NC Only), Heating Setpoint = 70°F | N/A | N/A | N/A | MBh | 1 | MBh | N/A | 4878 | N/A | N/A | Yes-to Ag Propane | N/A | 1 | 1 | 1 | No | No | Only if NC Multi-Tech or NC > $10k Incentive |  |  | Propane | 29
N/A | 4879 | N/A | Not Eligible | N-AG4879 | Eligible Under Ag Propane | Unit Heater, ≥ 90% Thermal Efficiency (NC Only), Heating Setpoint = 65°F | N-AG4879: Unit Heater, ≥ 90% Thermal Efficiency (NC Only), Heating Setpoint = 65°F | N/A | N/A | N/A | MBh | 1 | MBh | N/A | 4879 | N/A | N/A | Yes-to Ag Propane | N/A | 1 | 1 | 1 | No | No | Only if NC Multi-Tech or NC > $10k Incentive |  |  | Propane | 29
N/A | 4880 | N/A | Not Eligible | N-AG4880 | Eligible Under Ag Propane | Unit Heater, ≥ 90% Thermal Efficiency (NC Only), Heating Setpoint = 60°F | N-AG4880: Unit Heater, ≥ 90% Thermal Efficiency (NC Only), Heating Setpoint = 60°F | N/A | N/A | N/A | MBh | 1 | MBh | N/A | 4880 | N/A | N/A | Yes-to Ag Propane | N/A | 1 | 1 | 1 | No | No | Only if NC Multi-Tech or NC > $10k Incentive |  |  | Propane | 29
N/A | 4881 | N/A | Not Eligible | N-AG4881 | Eligible Under Ag Propane | Unit Heater, ≥ 90% Thermal Efficiency (NC Only), Heating Setpoint = 55°F | N-AG4881: Unit Heater, ≥ 90% Thermal Efficiency (NC Only), Heating Setpoint = 55°F | N/A | N/A | N/A | MBh | 1 | MBh | N/A | 4881 | N/A | N/A | Yes-to Ag Propane | N/A | 1 | 1 | 1 | No | No | Only if NC Multi-Tech or NC > $10k Incentive |  |  | Propane | 29
[6 empty] | ----------------------AG PROPANE CATALOG: GRAIN DRYERS AND IRRIGATION SYSTEMS -------------------------------------------- | ----------------------AG PROPANE CATALOG: GRAIN DRYERS AND IRRIGATION SYSTEMS --------------------------------------------
N/A | 4868 | N/A | Not Eligible | AG4868 | Not Eligible | Efficient Propane Grain Dryer | AG4868: Efficient Propane Grain Dryer | N/A | N/A | 16 | Bushel/hr drying capacity | N/A | Bushel/hr drying capacity | N/A | 4868 | N/A | N/A | No | N/A | 1 | 1 | 1 | No | Yes | Yes | Propane | E1, E2 & E3 | Propane | 30
[6 empty] | ----------------------AG PROPANE CATALOG: GREENHOUSE EQUIPMENT -------------------------------------------- | ----------------------AG PROPANE CATALOG: GREENHOUSE EQUIPMENT --------------------------------------------
N/A | 4855 | N/A | Not Eligible | AG4855 | Not Eligible | Thermal Curtain, Double Pane Glass Walls and Ceiling, Overhead Heating | AG4855: Thermal Curtain, Double Pane Glass Walls and Ceiling, Overhead Heating | N/A | N/A | 0.25 | sq ft | N/A | sq ft | N/A | 4855 | N/A | N/A | No | N/A | 1 | 1 | 1 | No | No | No |  |  | Propane | 32
N/A | 4856 | N/A | Not Eligible | AG4856 | Not Eligible | Thermal Curtain, Double Pane Glass Walls and Ceiling, Under Bench Heating | AG4856: Thermal Curtain, Double Pane Glass Walls and Ceiling, Under Bench Heating | N/A | N/A | 0.25 | sq ft | N/A | sq ft | N/A | 4856 | N/A | N/A | No | N/A | 1 | 1 | 1 | No | No | No |  |  | Propane | 32
N/A | 4857 | N/A | Not Eligible | AG4857 | Not Eligible | Thermal Curtain, Double Pane Glass Walls and Poly Film Ceiling, Overhead Heating | AG4857: Thermal Curtain, Double Pane Glass Walls and Poly Film Ceiling, Overhead Heating | N/A | N/A | 0.25 | sq ft | N/A | sq ft | N/A | 4857 | N/A | N/A | No | N/A | 1 | 1 | 1 | No | No | No |  |  | Propane | 32
N/A | 4858 | N/A | Not Eligible | AG4858 | Not Eligible | Thermal Curtain, Double Pane Glass Walls and Poly Film Ceiling, Under Bench Heating | AG4858: Thermal Curtain, Double Pane Glass Walls and Poly Film Ceiling, Under Bench Heating | N/A | N/A | 0.25 | sq ft | N/A | sq ft | N/A | 4858 | N/A | N/A | No | N/A | 1 | 1 | 1 | No | No | No |  |  | Propane | 32
N/A | 4859 | N/A | Not Eligible | AG4859 | Not Eligible | Thermal Curtain, Poly Film Walls and Ceiling, Overhead Heating | AG4859: Thermal Curtain, Poly Film Walls and Ceiling, Overhead Heating | N/A | N/A | 0.25 | sq ft | N/A | sq ft | N/A | 4859 | N/A | N/A | No | N/A | 1 | 1 | 1 | No | No | No |  |  | Propane | 32
N/A | 4860 | N/A | Not Eligible | AG4860 | Not Eligible | Thermal Curtain, Poly Film Walls and Ceiling, Under Bench Heating | AG4860: Thermal Curtain, Poly Film Walls and Ceiling, Under Bench Heating | N/A | N/A | 0.25 | sq ft | N/A | sq ft | N/A | 4860 | N/A | N/A | No | N/A | 1 | 1 | 1 | No | No | No |  |  | Propane | 32
N/A | 4861 | N/A | Not Eligible | AG4861 | Not Eligible | Thermal Curtain, Single Pane Glass Walls and Ceiling, Overhead Heating | AG4861: Thermal Curtain, Single Pane Glass Walls and Ceiling, Overhead Heating | N/A | N/A | 0.25 | sq ft | N/A | sq ft | N/A | 4861 | N/A | N/A | No | N/A | 1 | 1 | 1 | No | No | No |  |  | Propane | 32
N/A | 4862 | N/A | Not Eligible | AG4862 | Not Eligible | Thermal Curtain, Single Pane Glass Walls and Ceiling, Under Bench Heating | AG4862: Thermal Curtain, Single Pane Glass Walls and Ceiling, Under Bench Heating | N/A | N/A | 0.25 | sq ft | N/A | sq ft | N/A | 4862 | N/A | N/A | No | N/A | 1 | 1 | 1 | No | No | No |  |  | Propane | 32
N/A | 4863 | N/A | Not Eligible | AG4863 | Not Eligible | Thermal Curtain, Single Pane Glass Walls and Poly Film Ceiling, Overhead Heating | AG4863: Thermal Curtain, Single Pane Glass Walls and Poly Film Ceiling, Overhead Heating | N/A | N/A | 0.25 | sq ft | N/A | sq ft | N/A | 4863 | N/A | N/A | No | N/A | 1 | 1 | 1 | No | No | No |  |  | Propane | 32
N/A | 4864 | N/A | Not Eligible | AG4864 | Not Eligible | Thermal curtain, Single Pane Glass Walls and Poly Film Ceiling, Under Bench Heating | AG4864: Thermal curtain, Single Pane Glass Walls and Poly Film Ceiling, Under Bench Heating | N/A | N/A | 0.25 | sq ft | N/A | sq ft | N/A | 4864 | N/A | N/A | No | N/A | 1 | 1 | 1 | No | No | No |  |  | Propane | 32
N/A | 4851 | N/A | Not Eligible | AG4851 | Not Eligible | Greenhouse Climate Controls | AG4851: Greenhouse Climate Controls | N/A | N/A | 0.03 | sq ft | N/A | sq ft | N/A | 4851 | N/A | N/A | No | N/A | 1 | 1 | 1 | No | Yes | Yes | Propane | H1, H2 & H3 | Propane | 32
N/A | 4851 | N/A | Not Eligible | N-AG4851 | Eligible Under Ag Propane | Greenhouse Climate Controls | N-AG4851: Greenhouse Climate Controls | N/A | N/A | N/A | sq ft | 0.03 | sq ft | N/A | 4851 | N/A | N/A | Yes-to Ag Propane | N/A | 1 | 1 | 1 | No | Yes | Yes | Propane | H1, H2 & H3 | Propane | 32
[6 empty] | -------------------------------SPECIAL OFFERS B&IR------------------------------- | -------------------------------SPECIAL OFFERS B&IR-------------------------------
N/A | 5034 | N/A | Not Eligible | AG5034 | Not Eligible | Dairy Refrigeration Tune-up TA Bonus | AG5034: Dairy Refrigeration Tune-up TA Bonus | N/A | N/A | 100 | 10 compressors | N/A | N/A | N/A | 5034 | N/A | N/A | No | No | N/A | N/A | N/A | No | No | No |  |  | Special Offer
N/A | 4403 | N/A | Not Eligible | AG4403 | Not Eligible | Refrigeration System Tune-Up, Agriculture | AG4403: Refrigeration System Tune-Up, Agriculture | N/A | N/A | 40 | Compressor | N/A | N/A | N/A | 4403 | N/A | N/A | No | No | N/A | 1 | N/A | No | No | No |  |  | Special Offer
N/A | 5024 | N/A | Not Eligible | AG5024 | Not Eligible | Horticultural Lighting, Non-stacked Indoor, <700W LED, replacing 1000W HID, Agriculture | AG5024: Horticultural Lighting, Non-stacked Indoor, <700W LED, replacing 1000W HID, Agriculture | N/A | N/A | 120 | Fixture | N/A | N/A | N/A | 5024 | N/A | N/A | No | No | N/A | 1 | N/A | No | No | No |  |  | Special Offer
N/A | 5025 | N/A | Not Eligible | AG5025 | Not Eligible | Horticultural Lighting, Non-stacked Indoor, <400W LED, replacing 6000W HID, Agriculture | AG5025: Horticultural Lighting, Non-stacked Indoor, <400W LED, replacing 6000W HID, Agriculture | N/A | N/A | 80 | Fixture | N/A | N/A | N/A | 5025 | N/A | N/A | No | No | N/A | 1 | N/A | No | No | No |  |  | Special Offer
N/A | 5026 | N/A | Not Eligible | AG5026 | Not Eligible | Horticultural Lighting, Supplemented Greenhouse, <700W LED, replacing 1000W HID, Agriculture | AG5026: Horticultural Lighting, Supplemented Greenhouse, <700W LED, replacing 1000W HID, Agriculture | N/A | N/A | 80 | Fixture | N/A | N/A | N/A | 5026 | N/A | N/A | No | No | N/A | 1 | N/A | No | No | No |  |  | Special Offer
N/A | 5027 | N/A | Not Eligible | AG5027 | Not Eligible | Horticultural Lighting, Supplemented Greenhouse, <400W LED, replacing 600W HID, Agriculture | AG5027: Horticultural Lighting, Supplemented Greenhouse, <400W LED, replacing 600W HID, Agriculture | N/A | N/A | 60 | Fixture | N/A | N/A | N/A | 5027 | N/A | N/A | No | No | N/A | 1 | N/A | No | No | No |  |  | Special Offer
N/A | 5028 | N/A | Not Eligible | AG5028 | Not Eligible | Horticultural Lighting, Supplemented Greenhouse, <250W LED, replacing 400W HID, Agriculture | AG5028: Horticultural Lighting, Supplemented Greenhouse, <250W LED, replacing 400W HID, Agriculture | N/A | N/A | 50 | Fixture | N/A | N/A | N/A | 5028 | N/A | N/A | No | No | N/A | 1 | N/A | No | No | No |  |  | Special Offer
N/A | 5032 | N/A | Not Eligible | AG5032 | Not Eligible | Horticultural Lighting, Non-stacked Indoor, Grow Light System, Agriculture | AG5032: Horticultural Lighting, Non-stacked Indoor, Grow Light System, Agriculture | N/A | N/A | 0.06 | kWh saved | N/A | N/A | N/A | 5032 | N/A | N/A | Yes-to B&I-Rural | No | N/A | 0.5 | N/A | No | Yes | Yes |  |  | Special Offer
N/A | 5032 | N/A | Not Eligible | N-AG5032 | Eligible Under B&I-Rural | Horticultural Lighting, Non-stacked Indoor, Grow Light System, Agriculture | N-AG5032: Horticultural Lighting, Non-stacked Indoor, Grow Light System, Agriculture | N/A | N/A | 0.06 | kWh saved | N/A | N/A | N/A | 5032 | N/A | N/A | Yes-to B&I-Rural | No | N/A | 0.5 | N/A | No | Yes | Yes |  |  | Special Offer
N/A | 5033 | N/A | Not Eligible | AG5033 | Not Eligible | Horticultural Lighting, Supplemented Greenhouse, Grow Light System, Agriculture | AG5033: Horticultural Lighting, Supplemented Greenhouse, Grow Light System, Agriculture | N/A | N/A | 0.06 | kWh saved | N/A | N/A | N/A | 5033 | N/A | N/A | Yes-to B&I-Rural | No | N/A | 0.5 | N/A | No | Yes | Yes |  |  | Special Offer
N/A | 5033 | N/A | Not Eligible | N-AG5033 | Eligible Under B&I-Rural | Horticultural Lighting, Supplemented Greenhouse, Grow Light System, Agriculture | N-AG5033: Horticultural Lighting, Supplemented Greenhouse, Grow Light System, Agriculture | N/A | N/A | 0.06 | kWh saved | N/A | N/A | N/A | 5033 | N/A | N/A | Yes-to B&I-Rural | No | N/A | 0.5 | N/A | No | Yes | Yes |  |  | Special Offer
Special Offer
[6 empty] | -------------------------------SPECIAL OFFERS B&I------------------------------- | -------------------------------SPECIAL OFFERS B&I-------------------------------
5029 | N/A | N/A | L5029 | Not Eligible | Not Eligible | CLS, Fixture or Retrofit Kit Only | Not Eligible: CLS, Fixture or Retrofit Kit Only | 0.25 | Watt reduced | N/A | N/A | N/A | N/A | 5029 | N/A | N/A | N/A | No | No | 0.5 | N/A | N/A | No | Yes | Yes |  |  | Special Offer
5031 | N/A | N/A | L5031 | Not Eligible | Not Eligible | CLS, Fixture or Retrofit Kit/Lamp with Connected Controls, Interior | Not Eligible: CLS, Fixture or Retrofit Kit/Lamp with Connected Controls, Interior | 0.45 | Watt reduced | N/A | N/A | N/A | N/A | 5031 | N/A | N/A | N/A | No | No | 0.5 | N/A | N/A | No | Yes | Yes |  |  | Special Offer
5030 | N/A | N/A | L5030 | Not Eligible | Not Eligible | CLS, Fixture or Retrofit Kit/Lamp with Connected Controls, Exterior | Not Eligible: CLS, Fixture or Retrofit Kit/Lamp with Connected Controls, Exterior | 0.5 | Watt reduced | N/A | N/A | N/A | N/A | 5030 | N/A | N/A | N/A | No | No | 0.5 | N/A | N/A | No | Yes | Yes |  |  | Special Offer
2621 | N/A | N/A | K2621 | Not Eligible | Not Eligible | MAU Fan - Bonus When Coupled with (K2623) | Not Eligible: MAU Fan - Bonus When Coupled with (K2623) | 40 | HP controlled | N/A | N/A | N/A | N/A | 2621 | N/A | N/A | N/A | No | No | 0.5 | N/A | N/A | No | No | No |  |  | Special Offer
2623 | N/A | N/A | K2623 | Not Eligible | Not Eligible | Temperature Sensing Conrolling Exhaust Fan | Not Eligible: Temperature Sensing Conrolling Exhaust Fan | 200 | HP controlled | N/A | N/A | N/A | N/A | 2623 | N/A | N/A | N/A | No | No | 0.5 | N/A | N/A | No | No | No |  |  | Special Offer
2625 | N/A | N/A | K2625 | Not Eligible | Not Eligible | MAU Fan - Bonus When Coupled with (K2627) | Not Eligible: MAU Fan - Bonus When Coupled with (K2627) | 80 | HP controlled | N/A | N/A | N/A | N/A | 2625 | N/A | N/A | N/A | No | No | 0.5 | N/A | N/A | No | No | No |  |  | Special Offer
2627 | N/A | N/A | K2627 | Not Eligible | Not Eligible | Temperature and Optical Sensing Controlling Exhaust Fan | Not Eligible: Temperature and Optical Sensing Controlling Exhaust Fan | 600 | HP controlled | N/A | N/A | N/A | N/A | 2627 | N/A | N/A | N/A | No | No | 0.5 | N/A | N/A | No | No | No |  |  | Special Offer
Special Offer
[6 empty] | -------------------------------SPECIAL OFFERS S&G------------------------------- | -------------------------------SPECIAL OFFERS S&G-------------------------------
5029 | N/A | N/A | L5029 | Not Eligible | Not Eligible | CLS, Fixture or Retrofit Kit Only | Not Eligible: CLS, Fixture or Retrofit Kit Only | 0.25 | Watt reduced | N/A | N/A | N/A | N/A | 5029 | N/A | N/A | N/A | No | No | 0.5 | N/A | N/A | No | Yes | Yes |  |  | Special Offer
5031 | N/A | N/A | L5031 | Not Eligible | Not Eligible | CLS, Fixture or Retrofit Kit/Lamp with Connected Controls, Interior | Not Eligible: CLS, Fixture or Retrofit Kit/Lamp with Connected Controls, Interior | 0.45 | Watt reduced | N/A | N/A | N/A | N/A | 5031 | N/A | N/A | N/A | No | No | 0.5 | N/A | N/A | No | Yes | Yes |  |  | Special Offer
5030 | N/A | N/A | L5030 | Not Eligible | Not Eligible | CLS, Fixture or Retrofit Kit/Lamp with Connected Controls, Exterior | Not Eligible: CLS, Fixture or Retrofit Kit/Lamp with Connected Controls, Exterior | 0.5 | Watt reduced | N/A | N/A | N/A | N/A | 5030 | N/A | N/A | N/A | No | No | 0.5 | N/A | N/A | No | Yes | Yes |  |  | Special Offer
2621 | N/A | N/A | K2621 | Not Eligible | Not Eligible | MAU Fan - Bonus When Coupled with (K2623) | Not Eligible: MAU Fan - Bonus When Coupled with (K2623) | 40 | HP controlled | N/A | N/A | N/A | N/A | 2621 | N/A | N/A | N/A | No | No | 0.5 | N/A | N/A | No | No | No |  |  | Special Offer
2623 | N/A | N/A | K2623 | Not Eligible | Not Eligible | Temperature Sensing Conrolling Exhaust Fan | Not Eligible: Temperature Sensing Conrolling Exhaust Fan | 200 | HP controlled | N/A | N/A | N/A | N/A | 2623 | N/A | N/A | N/A | No | No | 0.5 | N/A | N/A | No | No | No |  |  | Special Offer
2625 | N/A | N/A | K2625 | Not Eligible | Not Eligible | MAU Fan - Bonus When Coupled with (K2627) | Not Eligible: MAU Fan - Bonus When Coupled with (K2627) | 80 | HP controlled | N/A | N/A | N/A | N/A | 2625 | N/A | N/A | N/A | No | No | 0.5 | N/A | N/A | No | No | No |  |  | Special Offer
2627 | N/A | N/A | K2627 | Not Eligible | Not Eligible | Temperature and Optical Sensing Controlling Exhaust Fan | Not Eligible: Temperature and Optical Sensing Controlling Exhaust Fan | 600 | HP controlled | N/A | N/A | N/A | N/A | 2627 | N/A | N/A | N/A | No | No | 0.5 | N/A | N/A | No | No | No |  |  | Special Offer
Special Offer
Note on U2: Zach Obert: Set % cost limit, otherwise leave at 100%, even if measure isn't eligible for that program
Note on V2: Zach Obert: Set % cost limit, otherwise leave at 100%, even if measure isn't eligible for that program
Note on W2: Zach Obert: Set % cost limit, otherwise leave at 100%, even if measure isn't eligible for that program