## Measure Feedback
Measure Stakeholder Feedback
| Item | Feedback by | Measure | Feedback Description | Sector | Measure Type | Cadmus Action
| 1 | Ingo Benssh (Evergreen Economics) | Behavioral measures | "It seems plausible that behavioral efforts could be substantially more impactful than home energy reports as they are currently implemented. I would argue that there more meaningful tips available for inclusion in HERs, and a less cookie-cutter mass-production effort than quarterly mailings could lead to greater savings. That would take some advancement in how that measure is designed and implemented." | Residential | Existing technology | Cadmus will two additional behavioral measures, totaling three measures in the residential sector. 1) Indirect Feedback Tier 1. This the traditional home energy reports. 2) Indirect Feedback Tier 2. This could include behavioral web portal for customers or pre-pay bill pay or other behavioral channels other than home energy reports. This Tier will be limited to smaller set of customers than Tier 1. 3) Direct Feedback. In-home device or customer app notification of high loads. This may also include home energy management systems.
| 2 | Jeff Adams, Alliant Energy | Smart water heater | Technology learns occupancy patterns and tries to optimize it’s performance | Residential | Emerging technology | Included within the measure list, continue to research saving potential and costs. MN CARD study of 10 metered sites indicated varying results. https://mn.gov/commerce-stat/pdfs/card-water-heater-contoller.pdf. Potential maybe limited as it may introduce issues around legionnaires disease as the system lowers tank temperature below 120F (claims 85F or so).
| 3 | Josh Quinnell, MNCEE | Portable dehumidifiers | Primary data collection currently underway and includes broad survey work, monitored 35+ units, and cost data in Minnesota. | Residential | Existing technology | Corresponding with Josh and plan to incorporate primary data (if available)
| 4 | Franklin Energy | Clothes washer, clothes dryer, and water heater | There are a lot of clothes washer, clothes dryer, and water heater options…but this is a very small part of Focus savings. | Residential and Commercial | Existing technology | To estimate total technical and economic potential, Cadmus plans to keep these measures within this study.
| 5 | Franklin Energy | Plug load measures | There are a lot of plug-load type measures which Business Solutions has historically not offered incentives on. | Commercial | Existing technology | To estimate total technical and economic potential, Cadmus plans to keep these measures within this study.
| 6 | Franklin Energy | LED Lighting | LED lighting could use a few more categories to accurately capture all of the possible fixture types. | Commercial | Existing technology | Considering the large variety of lighting applications, modeling lighting potential is already a complex process. Creating many sub-categories of lighting applications requires data. Some of which can be from our primary data collection but not all sub-categories (as feedback proposed) were collected in this level of detail. For example, segments that received phone surveys (and not site visits) did not collect this level lighting data.
| 7 | Franklin Energy | Linear ambient, interior and exterior | Propose to include lighting category | Commercial | Existing technology | Same as above. Accounted for within our existing measure list.
| 8 | Franklin Energy | Downlights, interior and exterior | Propose to include lighting category | Commercial | Existing technology | Same as above. Accounted for within our existing measure list.
| 9 | Franklin Energy | Mogul screw base lamps, interior and exterior | Propose to include lighting category | Commercial | Existing technology | Same as above. Accounted for within our existing measure list.
| 10 | Franklin Energy | Interior lighting – track/accent | Propose to include lighting category | Commercial | Existing technology | Same as above. Accounted for within our existing measure list.
| 11 | Franklin Energy | Exterior screw base LED (match interior LED categories) | Propose to include lighting category | Commercial | Existing technology | Cadmus will include
| 12 | Franklin Energy | DX package or split system cooling < 65 kBtuh | Propose adding cooling less than 65kBTUH in commercial applications | Commercial | Existing technology | Cadmus will include
| 13 | Franklin Energy | Data center free cooling | Propose measure | Commercial | Existing technology | Cadmus will add Data Center Airside Economizer measure.
| 14 | Franklin Energy | Data center efficient DX cooling | Propose measure | Commercial | Existing technology | Cadmus will add Data Center High Efficiency DX Cooling measure.
| 15 | Franklin Energy | Mechanical subcooling (commercial refrigeration) | Propose measure | Commercial | Existing technology | Cadmus will include
| 16 | Franklin Energy | Display case permanent magnet synchronous motors | Propose measure | Commercial | Existing technology | Cadmus will include
| 17 | Franklin Energy | Boiler controls – high turndown burners | Propose measure | Commercial | Existing technology | Cadmus will include
| 18 | Franklin Energy | High speed garage doors | Propose measure | Commercial | Existing technology | Cadmus will include
| 19 | Franklin Energy | Pump upgrade (based on efficiency) | Propose measure | Commercial | Existing technology | Measure list includes motor upgrades covering fans and pumps
| 20 | Franklin Energy | Ultra-Low Temperature Freezers with Sterling Engine (Emerging Tech) | Propose measure | Commercial | Emerging technology | Cadmus will include
| 21 | Franklin Energy | Aircosaver (Emerging Tech) | Propose measure | Commercial | Emerging technology | Similar as existing measure "Advanced Rooftop Unit Controller"
| 22 | Leidos | Biogas for both wastewater treatment facilities and industrial facilities (paper mills, cheese processors, dairy) | Propose measure | Industrial | Existing technology | Combine heat and power (CHP) is not within scope of this study
| 23 | Leidos | Compressor automation/control systems | Propose measure | Industrial | Existing technology | Per Leidos feedback, industrial measure descriptions are broad by design to cover various specific pieces of equipment. Existing measure appears to cover this technology.
| 24 | Leidos | Process boiler upgrades (boiler replacements, controls, burners, stack economizers, boiler blowdown recovery) | Propose measure | Industrial | Existing technology | Per Leidos feedback, industrial measure descriptions are broad by design to cover various specific pieces of equipment. Existing measure appears to cover this technology.
| 25 | Leidos | Process cooling | Propose measure | Industrial | Existing technology | Per Leidos feedback, industrial measure descriptions are broad by design to cover various specific pieces of equipment. Existing measure appears to cover this technology.
| 26 | Leidos | Steam traps for process | Propose measure | Industrial | Existing technology | Per Leidos feedback, industrial measure descriptions are broad by design to cover various specific pieces of equipment. Existing measure appears to cover this technology.
| 27 | Leidos | High efficiency side entry agitators (specific to pulp and paper) | Propose measure | Industrial | Existing technology | Cadmus will include
| 28 | Leidos | Process water reduction (reusing existing water streams can reduce need for fresh water along with the associated heat load) | Propose measure | Industrial | Existing technology | Cadmus will include

## Residential
Sector | Fuel Type | Income Type | Construction Vintage | End Use Category | Measure Name | Measure Description | Base Equipment | Included in 2017 WI FOE Potential Study? | State Code Impact | Federal Standard Improvement | Behavioral Measure | Emerging Technologies | Similar Measure(s) Present in WI 2020 TRM? | Focus Program Measure in PY19 or PY20 | Added Measures Based on Stakeholder Feedback
Residential | Electric Only | Low Income Only | Existing Construction Only | HVAC | Heat Pump - Air Source Federal Standard 2015 | Federal Standard 2015 Air Source Heat Pump - SEER/EER 14/12 and HSPF 8.2 (Split System) | Below Standard Air Source Heat Pump - SEER/EER 10/9.8 and HSPF 7.2 (Split System) (Low Income) | Yes | Yes. Impacted by the state energy code | Yes. Impacted by federal standards |  |  | Yes | Similar Technology Measure Found In SPECTRUM
Residential | Electric Only | Low Income Only | Existing Construction Only | HVAC | Heat Pump - Air Source ENERGY STAR | ENERGY STAR Air Source Heat Pump - SEER/EER 14.5/12 and HSPF 8.2 (Split System) | Below Standard Air Source Heat Pump - SEER/EER 10/9.8 and HSPF 7.2 (Split System) (Low Income) | Yes | Yes. Impacted by the state energy code | Yes. Impacted by federal standards |  |  | Yes | Similar Technology Measure Found In SPECTRUM
Residential | Electric Only | Low Income Only | Existing Construction Only | HVAC | Heat Pump - Air Source CEE Tier 1 | CEE Tier 1 Air Source Heat Pump - SEER/EER 15/12.5 and HSPF 8.5 (Split System) | Below Standard Air Source Heat Pump - SEER/EER 10/9.8 and HSPF 7.2 (Split System) (Low Income) | Yes | Yes. Impacted by the state energy code | Yes. Impacted by federal standards |  |  | Yes | Similar Technology Measure Found In SPECTRUM
Residential | Electric Only | Low Income Only | Existing Construction Only | HVAC | Heat Pump - Air Source CEE Tier 2 | CEE Tier 2 Air Source Heat Pump - SEER/EER 16/13 and HSPF 9.0 (Split System) | Below Standard Air Source Heat Pump - SEER/EER 10/9.8 and HSPF 7.2 (Split System) (Low Income) | Yes | Yes. Impacted by the state energy code | Yes. Impacted by federal standards |  |  | Yes | In SPECTRUM
Residential | Electric Only | Low Income Only | Existing Construction Only | HVAC | Heat Pump - Air Source ENERGY STAR 2020 Most Efficient | ENERGY STAR 2020 Most Efficient Air Source Heat Pump - SEER/EER 18/12.5 and HSPF 9.6 (Split System) | Below Standard Air Source Heat Pump - SEER/EER 10/9.8 and HSPF 7.2 (Split System) (Low Income) | Updated | Yes. Impacted by the state energy code | Yes. Impacted by federal standards |  |  | Yes | In SPECTRUM
Residential | Electric Only | Low Income Only | Existing Construction Only | HVAC | Heat Pump - Air Source Enhanced | Enhanced Air Source Heat Pump - SEER/EER 20/14 and HSPF 10.0 (Split System) | Below Standard Air Source Heat Pump - SEER/EER 10/9.8 and HSPF 7.2 (Split System) (Low Income) | Yes | Yes. Impacted by the state energy code | Yes. Impacted by federal standards |  |  | Yes | In SPECTRUM
Residential | Electric Only | Low Income Only | Existing Construction Only | HVAC | Heat Pump - Cold Climate | Cold Climate Heat Pump | Below Standard Air Source Heat Pump - SEER/EER 10/9.8 and HSPF 7.2 (Split System) (Low Income) | Yes | Yes. Impacted by the state energy code | Yes. Impacted by federal standards |  |  | Yes | Similar Technology Measure Found In SPECTRUM
Residential | Electric Only | Low Income Only | Existing Construction Only | HVAC | Heat Pump - Ground Source ENERGY STAR | ENERGY STAR Ground Source Heat Pump - EER 17.1 and 3.6 COP (Split System) | Below Standard Air Source Heat Pump - SEER/EER 10/9.8 and HSPF 7.2 (Split System) (Low Income) | Yes | Yes. Impacted by the state energy code | Yes. Impacted by federal standards |  |  | Yes | In SPECTRUM
Residential | Electric Only | Low Income Only | Existing Construction Only | HVAC | Heat Pump - Ground Source ENERGY STAR 2020 Most Efficient | ENERGY STAR 2020 Most Efficient Ground Source Heat Pump - EER 21.1 and 4.1 COP (Split System) | Below Standard Air Source Heat Pump - SEER/EER 10/9.8 and HSPF 7.2 (Split System) (Low Income) | Updated | Yes. Impacted by the state energy code | Yes. Impacted by federal standards |  |  | Yes | In SPECTRUM
Residential | Electric Only | Low Income Only | Existing Construction Only | HVAC | Central Air Conditioner - Federal Standard 2015 | Federal Standard 2015 Central Air Conditioner - SEER/EER 13/11.2 (Split System) | Below Standard Central Air Conditioner - SEER/EER 10/9.2 (Split System) (Low Income) | Yes | Yes. Impacted by the state energy code | Yes. Impacted by federal standards |  |  | Yes | Similar Technology Measure Found In SPECTRUM
Residential | Electric Only | Low Income Only | Existing Construction Only | HVAC | Central Air Conditioner - ENERGY STAR | ENERGY STAR Central Air Conditioner - SEER/EER 15/12.5 (Split System) | Below Standard Central Air Conditioner - SEER/EER 10/9.2 (Split System) (Low Income) | Yes | Yes. Impacted by the state energy code | Yes. Impacted by federal standards |  |  | Yes | Similar Technology Measure Found In SPECTRUM
Residential | Electric Only | Low Income Only | Existing Construction Only | HVAC | Central Air Conditioner - CEE Tier 2 | CEE Tier 2 Central Air Conditioner - SEER/EER 16/13 (Split System) | Below Standard Central Air Conditioner - SEER/EER 10/9.2 (Split System) (Low Income) | Yes | Yes. Impacted by the state energy code | Yes. Impacted by federal standards |  |  | Yes | In SPECTRUM
Residential | Electric Only | Low Income Only | Existing Construction Only | HVAC | Central Air Conditioner - ENERGY STAR 2020 Most Efficient | ENERGY STAR 2020 Most Efficient Central Air Conditioner - SEER/EER 18/13 (Split System) | Below Standard Central Air Conditioner - SEER/EER 10/9.2 (Split System) (Low Income) | Updated | Yes. Impacted by the state energy code | Yes. Impacted by federal standards |  |  | Yes | In SPECTRUM
Residential | Electric Only | Low Income Only | Existing Construction Only | HVAC | Central Air Conditioner - Enhanced | Enhanced Central Air Conditioner - SEER/EER 20/14 (Split System) | Below Standard Central Air Conditioner - SEER/EER 10/9.2 (Split System) (Low Income) | Yes | Yes. Impacted by the state energy code | Yes. Impacted by federal standards |  |  | Yes | In SPECTRUM
Residential | Electric and Natural Gas | Low Income Only | Existing Construction Only | Cooking | Cooking Oven - Federal Standard 2012 | Federal Standard 2012 Cooking Oven | Below Standard Cooking Oven | Yes | No. Not impacted by the state energy code | Yes. Impacted by federal standards
Residential | Electric and Natural Gas | Low Income Only | Existing Construction Only | Cooking | Cooking Oven - High Efficiency | High Efficiency Convection Cooking Oven | Below Standard Cooking Oven | Yes | No. Not impacted by the state energy code | Yes. Impacted by federal standards
Residential | Electric and Natural Gas | Low Income Only | Existing Construction Only | Cooking | Cooking Range - Federal Standard 2012 | Federal Standard 2012 Cooking Range | Below Standard Cooking Range | Yes | No. Not impacted by the state energy code | Yes. Impacted by federal standards
Residential | Electric Only | Low Income Only | Existing Construction Only | Appliance | Dehumidifier - Federal Standard 2013 | Federal Standard 2013 Dehumidifier | Below Standard Dehumidifier | Yes | No. Not impacted by the state energy code | Yes. Impacted by federal standards |  |  |  |  | Plan to update using primary data collection currently underway and includes broad survey work, monitored 35+ units, and cost data in Minnesota.
Residential | Electric Only | Low Income Only | Existing Construction Only | Appliance | Dehumidifier - ENERGY STAR | ENERGY STAR Dehumidifier | Below Standard Dehumidifier | Yes | No. Not impacted by the state energy code | Yes. Impacted by federal standards |  |  |  |  | Plan to update using primary data collection currently underway and includes broad survey work, monitored 35+ units, and cost data in Minnesota.
Residential | Electric Only | Low Income Only | Existing Construction Only | Appliance | Dehumidifier - ENERGY STAR 2020 Most Efficient | ENERGY STAR 2020 Most Efficient Dehumidifier | Below Standard Dehumidifier | Added | No. Not impacted by the state energy code | Yes. Impacted by federal standards |  |  |  |  | Plan to update using primary data collection currently underway and includes broad survey work, monitored 35+ units, and cost data in Minnesota.
Residential | Electric Only | Low Income Only | Existing Construction Only | Appliance | Dryer - Federal Standard 2015 | Federal Standard 2015 Dryer - CEF/EF 3.11/3.73 (Electric Dryer) | Below Standard Dryer - CEF/EF 2.27/2.72 (Electric Dryer) | Yes | No. Not impacted by the state energy code | Yes. Impacted by federal standards |  |  | Yes
Residential | Electric Only | Low Income Only | Existing Construction Only | Appliance | Dryer - ENERGY STAR | ENERGY STAR Dryer - CEF 3.93 (Electric Dryer) | Below Standard Dryer - CEF/EF 2.27/2.72 (Electric Dryer) | Yes | No. Not impacted by the state energy code | Yes. Impacted by federal standards |  |  | Yes
Residential | Electric Only | Low Income Only | Existing Construction Only | Appliance | Dryer - ENERGY STAR 2020 Most Efficient | ENERGY STAR 2020 Most Efficient Dryer - CEF 4.3 (Electric Dryer) | Below Standard Dryer - CEF/EF 2.27/2.72 (Electric Dryer) | Added | No. Not impacted by the state energy code | Yes. Impacted by federal standards |  |  | Yes
Residential | Electric Only | Low Income Only | Existing Construction Only | Appliance | Dryer - Heat Pump Dryer | Premium Efficiency - Heat Pump Dryer | Below Standard Dryer - CEF/EF 2.27/2.72 (Electric Dryer) | Yes | No. Not impacted by the state energy code | Yes. Impacted by federal standards |  | Emerging Technology | Yes
Residential | Electric Only | Standard and Low Income | Existing and New Construction | Other | Electric Vehicle - Level 2 Charger | Home Charger - Level 2 | Wall Outlet Charger | Added | No. Not impacted by the state energy code | No. Not impacted by federal standards
Residential | Electric Only | Low Income Only | Existing Construction Only | Appliance | Freezer - Federal Standard 2015 | Federal Standard 2015 Freezer | Below Standard Freezer | Yes | No. Not impacted by the state energy code | Yes. Impacted by federal standards |  |  | Yes
Residential | Electric Only | Low Income Only | Existing Construction Only | Appliance | Freezer - ENERGY STAR | ENERGY STAR Freezer | Below Standard Freezer | Yes | No. Not impacted by the state energy code | Yes. Impacted by federal standards |  |  | Yes
Residential | Electric Only | Low Income Only | Existing Construction Only | Appliance | Freezer - ENERGY STAR 2020 Most Efficient | ENERGY STAR 2020 Most Efficient Freezer | Below Standard Freezer | Added | No. Not impacted by the state energy code | Yes. Impacted by federal standards |  |  | Yes
Residential | Electric Only | Low Income Only | Existing Construction Only | HVAC | Motor - Federal Standard 2019 | Federal Standard 2019 Furnace Fan | Below Standard Furnace Motor (Low Income) | Updated | No. Not impacted by the state energy code | Yes. Impacted by federal standards
Residential | Electric Only | Low Income Only | Existing Construction Only | HVAC | Motor - VSD | Variable Speed Drive Motor (VSD) | Below Standard Furnace Motor (Low Income) | Updated | No. Not impacted by the state energy code | Yes. Impacted by federal standards |  |  |  | In SPECTRUM
Residential | Electric Only | Low Income Only | Existing Construction Only | Cooking | Microwave - Federal Standard 2016 | Federal Standard 2016 Microwave | Below Standard Microwave | Yes | No. Not impacted by the state energy code | Yes. Impacted by federal standards
Residential | Electric Only | Low Income Only | Existing Construction Only | Cooking | Microwave - High Efficiency | High Efficiency Microwave | Below Standard Microwave | Yes | No. Not impacted by the state energy code | Yes. Impacted by federal standards
Residential | Electric Only | Low Income Only | Existing Construction Only | Appliance | Refrigerator - Federal Standard 2015 | Federal Standard 2015 Refrigerator | Below Standard Refrigerator | Yes | No. Not impacted by the state energy code | Yes. Impacted by federal standards
Residential | Electric Only | Low Income Only | Existing Construction Only | Appliance | Refrigerator - ENERGY STAR | ENERGY STAR Refrigerator | Below Standard Refrigerator | Yes | No. Not impacted by the state energy code | Yes. Impacted by federal standards
Residential | Electric Only | Low Income Only | Existing Construction Only | Appliance | Refrigerator - CEE Tier 2 | CEE Tier 2 Refrigerator | Below Standard Refrigerator | Yes | No. Not impacted by the state energy code | Yes. Impacted by federal standards
Residential | Electric Only | Low Income Only | Existing Construction Only | Appliance | Refrigerator - ENERGY STAR 2020 Most Efficient | ENERGY STAR 2020 Most Efficient Refrigerator | Below Standard Refrigerator | Updated | No. Not impacted by the state energy code | Yes. Impacted by federal standards
Residential | Electric Only | Low Income Only | Existing Construction Only | HVAC | Room AC - Federal Standard 2015 | Federal Standard 2015 Room AC - CEER 10.9 (8,000-13,999 Btuh) | Below Standard Room AC - CEER 9.7 (8,000-13,999 Btuh) (Low Income) | Yes | No. Not impacted by the state energy code | Yes. Impacted by federal standards |  |  | Yes
Residential | Electric Only | Low Income Only | Existing Construction Only | HVAC | Room AC - ENERGY STAR | ENERGY STAR Room AC - CEER 12.0 (8,000-13,999 Btuh) | Below Standard Room AC - CEER 9.7 (8,000-13,999 Btuh) (Low Income) | Yes | No. Not impacted by the state energy code | Yes. Impacted by federal standards |  |  | Yes
Residential | Electric Only | Low Income Only | Existing Construction Only | HVAC | Room AC - ENERGY STAR 2020 Most Efficient | ENERGY STAR 2020 Most Efficient Room AC - CEER 13.6 (8,000-13,999 Btuh) | Below Standard Room AC - CEER 9.7 (8,000-13,999 Btuh) (Low Income) | Added | No. Not impacted by the state energy code | Yes. Impacted by federal standards |  |  | Yes
Residential | Electric Only | Low Income Only | Existing Construction Only | HVAC | Ductless Air Conditioner (DAC) | Ductless Air Conditioner - SEER/EER 18/12.5 | Below Standard Room AC - CEER 9.7 (8,000-13,999 Btuh) (Low Income) | Yes | No. Not impacted by the state energy code | Yes. Impacted by federal standards |  |  | Yes | Similar Technology Measure Found In SPECTRUM
Residential | Electric Only | Low Income Only | Existing Construction Only | HVAC | Ductless Air Conditioner (DAC) - ENERGY STAR 2020 Most Efficient | Ductless Air Conditioner - ENERGY STAR 2020 Most Efficient - SEER/EER 20/12.5 | Below Standard Room AC - CEER 9.7 (8,000-13,999 Btuh) (Low Income) | Added | No. Not impacted by the state energy code | Yes. Impacted by federal standards |  |  | Yes | Similar Technology Measure Found In SPECTRUM
Residential | Electric Only | Low Income Only | Existing Construction Only | Water Heat | Heat Pump Water Heater - Federal Standard 2015 | Federal Standard 2015 Heat Pump Water Heater > 55 GAL - EF 1.97 | Below Standard Water Heater > 55 GAL - EF 0.88 | Yes | No. Not impacted by the state energy code | Yes. Impacted by federal standards |  |  |  | Similar Technology Measure Found In SPECTRUM
Residential | Electric Only | Low Income Only | Existing Construction Only | Water Heat | Heat Pump Water Heater - ENERGY STAR | ENERGY STAR Heat Pump Water Heater > 55 GAL - EF 2.2 | Below Standard Water Heater > 55 GAL - EF 0.88 | Yes | No. Not impacted by the state energy code | Yes. Impacted by federal standards |  |  |  | In SPECTRUM
Residential | Electric Only | Low Income Only | Existing Construction Only | Water Heat | Heat Pump Water Heater - Advanced Efficiency | Advanced Efficiency Heat Pump Water Heater > 55 GAL - EF 2.8 | Below Standard Water Heater > 55 GAL - EF 0.88 | Yes | No. Not impacted by the state energy code | Yes. Impacted by federal standards |  |  |  | In SPECTRUM
Residential | Electric Only | Low Income Only | Existing Construction Only | Water Heat | Geothermal Heat Pump Water Heater | Geothermal Heat Pump Water Heater | Below Standard Water Heater > 55 GAL - EF 0.88 | Yes | No. Not impacted by the state energy code | Yes. Impacted by federal standards |  |  |  | Similar Technology Measure Found In SPECTRUM
Residential | Electric Only | Low Income Only | Existing Construction Only | Water Heat | CO2 Heat Pump Water Heater | CO2 Heat Pump Water Heater | Below Standard Water Heater > 55 GAL - EF 0.88 | Yes | No. Not impacted by the state energy code | Yes. Impacted by federal standards |  | Emerging Technology |  | Similar Technology Measure Found In SPECTRUM
Residential | Electric Only | Low Income Only | Existing Construction Only | Water Heat | Solar Water Heater - ENERGY STAR | Solar Water Heater > 55 GAL - SEF 1.8 | Below Standard Water Heater > 55 GAL - EF 0.88 | Yes | No. Not impacted by the state energy code | Yes. Impacted by federal standards
Residential | Electric Only | Low Income Only | Existing Construction Only | Water Heat | Water Heater - Federal Standard 2015 | Federal Standard 2015 Storage Water Heater ≤ 55 GAL - EF 0.95 | Below Standard Water Heater ≤ 55 GAL - EF 0.88 | Yes | No. Not impacted by the state energy code | Yes. Impacted by federal standards |  |  |  | Similar Technology Measure Found In SPECTRUM
Residential | Electric Only | Low Income Only | Existing Construction Only | Water Heat | Heat Pump Water Heater - ENERGY STAR | ENERGY STAR Heat Pump Water Heater ≤ 55 GAL - EF 2.0 | Below Standard Water Heater ≤ 55 GAL - EF 0.88 | Yes | No. Not impacted by the state energy code | Yes. Impacted by federal standards |  |  |  | In SPECTRUM
Residential | Electric Only | Low Income Only | Existing Construction Only | Water Heat | Heat Pump Water Heater - Enhanced Efficiency | Enhanced Efficiency Heat Pump Water Heater ≤ 55 GAL - EF 2.2 | Below Standard Water Heater ≤ 55 GAL - EF 0.88 | Yes | No. Not impacted by the state energy code | Yes. Impacted by federal standards |  |  |  | In SPECTRUM
Residential | Electric Only | Low Income Only | Existing Construction Only | Water Heat | Heat Pump Water Heater - Advanced Efficiency | Advanced Efficiency Heat Pump Water Heater ≤ 55 GAL - EF 2.8 | Below Standard Water Heater ≤ 55 GAL - EF 0.88 | Yes | No. Not impacted by the state energy code | Yes. Impacted by federal standards |  |  |  | In SPECTRUM
Residential | Electric Only | Low Income Only | Existing Construction Only | Water Heat | Geothermal Heat Pump Water Heater | Geothermal Heat Pump Water Heater | Below Standard Water Heater ≤ 55 GAL - EF 0.88 | Yes | No. Not impacted by the state energy code | Yes. Impacted by federal standards |  |  |  | Similar Technology Measure Found In SPECTRUM
Residential | Electric Only | Low Income Only | Existing Construction Only | Water Heat | CO2 Heat Pump Water Heater | CO2 Heat Pump Water Heater | Below Standard Water Heater ≤ 55 GAL - EF 0.88 | Yes | No. Not impacted by the state energy code | Yes. Impacted by federal standards |  | Emerging Technology |  | Similar Technology Measure Found In SPECTRUM
Residential | Electric Only | Low Income Only | Existing Construction Only | Water Heat | Solar Water Heater - ENERGY STAR | Solar Water Heater ≤ 55 GAL - SEF 1.8 | Below Standard Water Heater ≤ 55 GAL - EF 0.88 | Yes | No. Not impacted by the state energy code | Yes. Impacted by federal standards
Residential | Electric Only | Standard and Low Income | Existing and New Construction | Lighting | Lighting General Service Lamp - ENERGY STAR LED | General Service Lamp - ENERGY STAR LED | EISA Standard 2020 General Service Lamp - LED | Updated | No. Not impacted by the state energy code | Yes. Impacted by federal standards |  |  |  | In SPECTRUM
Residential | Electric Only | Standard and Low Income | Existing and New Construction | Lighting | Lighting General Service Lamp - CEE Tier 2 LED | General Service Lamp - CEE Tier 2 LED | EISA Standard 2020 General Service Lamp - LED | Added | No. Not impacted by the state energy code | Yes. Impacted by federal standards |  |  |  | Similar Technology Measure Found In SPECTRUM
Residential | Electric and Natural Gas | Standard and Low Income | Existing and New Construction | Cooking | Cooking Oven - High Efficiency | High Efficiency Convection Cooking Oven | Federal Standard 2012 Cooking Oven | Yes | No. Not impacted by the state energy code | Yes. Impacted by federal standards
Residential | Electric Only | Standard and Low Income | Existing and New Construction | Appliance | Dehumidifier - ENERGY STAR | ENERGY STAR Dehumidifier | Federal Standard 2013 Dehumidifier | Yes | No. Not impacted by the state energy code | Yes. Impacted by federal standards |  |  |  |  | Plan to update using primary data collection currently underway and includes broad survey work, monitored 35+ units, and cost data in Minnesota.
Residential | Electric Only | Standard and Low Income | Existing and New Construction | Appliance | Dehumidifier - ENERGY STAR 2020 Most Efficient | ENERGY STAR 2020 Most Efficient Dehumidifier | Federal Standard 2013 Dehumidifier | Added | No. Not impacted by the state energy code | Yes. Impacted by federal standards |  |  |  |  | Plan to update using primary data collection currently underway and includes broad survey work, monitored 35+ units, and cost data in Minnesota.
Residential | Electric Only | Standard and Low Income | Existing and New Construction | HVAC | Motor - VSD | Variable Speed Drive Motor (VSD) | Federal Standard 2019 Furnace Fan | Updated | No. Not impacted by the state energy code | Yes. Impacted by federal standards |  |  |  | In SPECTRUM
Residential | Electric Only | Standard and Low Income | Existing and New Construction | HVAC | Heat Pump - Air Source ENERGY STAR | ENERGY STAR Air Source Heat Pump - SEER/EER 14.5/12 and HSPF 8.2 (Split System) | Federal Standard 2015 Air Source Heat Pump - SEER/EER 14/12 and HSPF 8.2 (Split System) | Yes | Yes. Impacted by the state energy code | Yes. Impacted by federal standards |  |  | Yes | Similar Technology Measure Found In SPECTRUM
Residential | Electric Only | Standard and Low Income | Existing and New Construction | HVAC | Heat Pump - Air Source CEE Tier 1 | CEE Tier 1 Air Source Heat Pump - SEER/EER 15/12.5 and HSPF 8.5 (Split System) | Federal Standard 2015 Air Source Heat Pump - SEER/EER 14/12 and HSPF 8.2 (Split System) | Yes | Yes. Impacted by the state energy code | Yes. Impacted by federal standards |  |  | Yes | Similar Technology Measure Found In SPECTRUM
Residential | Electric Only | Standard and Low Income | Existing and New Construction | HVAC | Heat Pump - Air Source CEE Tier 2 | CEE Tier 2 Air Source Heat Pump - SEER/EER 16/13 and HSPF 9.0 (Split System) | Federal Standard 2015 Air Source Heat Pump - SEER/EER 14/12 and HSPF 8.2 (Split System) | Yes | Yes. Impacted by the state energy code | Yes. Impacted by federal standards |  |  | Yes | In SPECTRUM
Residential | Electric Only | Standard and Low Income | Existing and New Construction | HVAC | Heat Pump - Air Source ENERGY STAR 2020 Most Efficient | ENERGY STAR 2020 Most Efficient Air Source Heat Pump - SEER/EER 18/12.5 and HSPF 9.6 (Split System) | Federal Standard 2015 Air Source Heat Pump - SEER/EER 14/12 and HSPF 8.2 (Split System) | Updated | Yes. Impacted by the state energy code | Yes. Impacted by federal standards |  |  | Yes | In SPECTRUM
Residential | Electric Only | Standard and Low Income | Existing and New Construction | HVAC | Heat Pump - Air Source Enhanced | Enhanced Air Source Heat Pump - SEER/EER 20/14 and HSPF 10.0 (Split System) | Federal Standard 2015 Air Source Heat Pump - SEER/EER 14/12 and HSPF 8.2 (Split System) | Yes | Yes. Impacted by the state energy code | Yes. Impacted by federal standards |  |  | Yes | In SPECTRUM
Residential | Electric Only | Standard and Low Income | Existing and New Construction | HVAC | Heat Pump - Cold Climate | Cold Climate Heat Pump | Federal Standard 2015 Air Source Heat Pump - SEER/EER 14/12 and HSPF 8.2 (Split System) | Yes | Yes. Impacted by the state energy code | Yes. Impacted by federal standards |  |  | Yes | Similar Technology Measure Found In SPECTRUM
Residential | Electric Only | Standard and Low Income | Existing and New Construction | HVAC | Heat Pump - Ground Source ENERGY STAR | ENERGY STAR Ground Source Heat Pump - EER 17.1 and 3.6 COP (Split System) | Federal Standard 2015 Air Source Heat Pump - SEER/EER 14/12 and HSPF 8.2 (Split System) | Yes | Yes. Impacted by the state energy code | Yes. Impacted by federal standards |  |  | Yes | In SPECTRUM
Residential | Electric Only | Standard and Low Income | Existing and New Construction | HVAC | Heat Pump - Ground Source ENERGY STAR 2020 Most Efficient | ENERGY STAR 2020 Most Efficient Ground Source Heat Pump - EER 21.1 and 4.1 COP (Split System) | Federal Standard 2015 Air Source Heat Pump - SEER/EER 14/12 and HSPF 8.2 (Split System) | Updated | Yes. Impacted by the state energy code | Yes. Impacted by federal standards |  |  | Yes | In SPECTRUM
Residential | Electric Only | Standard and Low Income | Existing and New Construction | HVAC | Central Air Conditioner - ENERGY STAR | ENERGY STAR Central Air Conditioner - SEER/EER 15/12.5 (Split System) | Federal Standard 2015 Central Air Conditioner - SEER/EER 13/11.2 (Split System) | Yes | Yes. Impacted by the state energy code | Yes. Impacted by federal standards |  |  | Yes | Similar Technology Measure Found In SPECTRUM
Residential | Electric Only | Standard and Low Income | Existing and New Construction | HVAC | Central Air Conditioner - CEE Tier 2 | CEE Tier 2 Central Air Conditioner - SEER/EER 16/13 (Split System) | Federal Standard 2015 Central Air Conditioner - SEER/EER 13/11.2 (Split System) | Yes | Yes. Impacted by the state energy code | Yes. Impacted by federal standards |  |  | Yes | In SPECTRUM
Residential | Electric Only | Standard and Low Income | Existing and New Construction | HVAC | Central Air Conditioner - ENERGY STAR 2020 Most Efficient | ENERGY STAR 2020 Most Efficient Central Air Conditioner - SEER/EER 18/13 (Split System) | Federal Standard 2015 Central Air Conditioner - SEER/EER 13/11.2 (Split System) | Updated | Yes. Impacted by the state energy code | Yes. Impacted by federal standards |  |  | Yes | In SPECTRUM
Residential | Electric Only | Standard and Low Income | Existing and New Construction | HVAC | Central Air Conditioner - Enhanced | Enhanced Central Air Conditioner - SEER/EER 20/14 (Split System) | Federal Standard 2015 Central Air Conditioner - SEER/EER 13/11.2 (Split System) | Yes | Yes. Impacted by the state energy code | Yes. Impacted by federal standards |  |  | Yes | In SPECTRUM
Residential | Electric Only | Standard and Low Income | Existing and New Construction | Appliance | Freezer - ENERGY STAR | ENERGY STAR Freezer | Federal Standard 2015 Freezer | Yes | No. Not impacted by the state energy code | Yes. Impacted by federal standards |  |  | Yes
Residential | Electric Only | Standard and Low Income | Existing and New Construction | Appliance | Freezer - ENERGY STAR 2020 Most Efficient | ENERGY STAR 2020 Most Efficient Freezer | Federal Standard 2015 Freezer | Added | No. Not impacted by the state energy code | Yes. Impacted by federal standards |  |  | Yes
Residential | Electric Only | Standard and Low Income | Existing and New Construction | Water Heat | Heat Pump Water Heater - ENERGY STAR | ENERGY STAR Heat Pump Water Heater > 55 GAL - EF 2.2 | Federal Standard 2015 Heat Pump Water Heater > 55 GAL - EF 1.97 | Yes | No. Not impacted by the state energy code | Yes. Impacted by federal standards |  |  |  | In SPECTRUM
Residential | Electric Only | Standard and Low Income | Existing and New Construction | Water Heat | Heat Pump Water Heater - Advanced Efficiency | Advanced Efficiency Heat Pump Water Heater > 55 GAL - EF 2.8 | Federal Standard 2015 Heat Pump Water Heater > 55 GAL - EF 1.97 | Yes | No. Not impacted by the state energy code | Yes. Impacted by federal standards |  |  |  | In SPECTRUM
Residential | Electric Only | Standard and Low Income | Existing and New Construction | Water Heat | Geothermal Heat Pump Water Heater | Geothermal Heat Pump Water Heater | Federal Standard 2015 Heat Pump Water Heater > 55 GAL - EF 1.97 | Yes | No. Not impacted by the state energy code | Yes. Impacted by federal standards |  |  |  | Similar Technology Measure Found In SPECTRUM
Residential | Electric Only | Standard and Low Income | Existing and New Construction | Water Heat | CO2 Heat Pump Water Heater | CO2 Heat Pump Water Heater | Federal Standard 2015 Heat Pump Water Heater > 55 GAL - EF 1.97 | Yes | No. Not impacted by the state energy code | Yes. Impacted by federal standards |  | Emerging Technology |  | Similar Technology Measure Found In SPECTRUM
Residential | Electric Only | Standard and Low Income | Existing and New Construction | Water Heat | Solar Water Heater - ENERGY STAR | Solar Water Heater > 55 GAL - SEF 1.8 | Federal Standard 2015 Heat Pump Water Heater > 55 GAL - EF 1.97 | Yes | No. Not impacted by the state energy code | Yes. Impacted by federal standards
Residential | Electric Only | Standard and Low Income | Existing and New Construction | Appliance | Refrigerator - ENERGY STAR | ENERGY STAR Refrigerator | Federal Standard 2015 Refrigerator | Yes | No. Not impacted by the state energy code | Yes. Impacted by federal standards
Residential | Electric Only | Standard and Low Income | Existing and New Construction | Appliance | Refrigerator - CEE Tier 2 | CEE Tier 2 Refrigerator | Federal Standard 2015 Refrigerator | Yes | No. Not impacted by the state energy code | Yes. Impacted by federal standards
Residential | Electric Only | Standard and Low Income | Existing and New Construction | Appliance | Refrigerator - ENERGY STAR 2020 Most Efficient | ENERGY STAR 2020 Most Efficient Refrigerator | Federal Standard 2015 Refrigerator | Updated | No. Not impacted by the state energy code | Yes. Impacted by federal standards
Residential | Electric Only | Standard and Low Income | Existing and New Construction | HVAC | Room AC - ENERGY STAR | ENERGY STAR Room AC - CEER 12.0 (8,000-13,999 Btuh) | Federal Standard 2015 Room AC - CEER 10.9 (8,000-13,999 Btuh) | Yes | No. Not impacted by the state energy code | Yes. Impacted by federal standards |  |  | Yes
Residential | Electric Only | Standard and Low Income | Existing and New Construction | HVAC | Room AC - ENERGY STAR 2020 Most Efficient | ENERGY STAR 2020 Most Efficient Room AC - CEER 13.6 (8,000-13,999 Btuh) | Federal Standard 2015 Room AC - CEER 10.9 (8,000-13,999 Btuh) | Added | No. Not impacted by the state energy code | Yes. Impacted by federal standards |  |  | Yes
Residential | Electric Only | Standard and Low Income | Existing and New Construction | HVAC | Ductless Air Conditioner (DAC) | Ductless Air Conditioner - SEER/EER 18/12.5 | Federal Standard 2015 Room AC - CEER 10.9 (8,000-13,999 Btuh) | Yes | No. Not impacted by the state energy code | Yes. Impacted by federal standards |  |  | Yes | Similar Technology Measure Found In SPECTRUM
Residential | Electric Only | Standard and Low Income | Existing and New Construction | HVAC | Ductless Air Conditioner (DAC) - ENERGY STAR 2020 Most Efficient | Ductless Air Conditioner - ENERGY STAR 2020 Most Efficient - SEER/EER 20/12.5 | Federal Standard 2015 Room AC - CEER 10.9 (8,000-13,999 Btuh) | Added | No. Not impacted by the state energy code | Yes. Impacted by federal standards |  |  | Yes | Similar Technology Measure Found In SPECTRUM
Residential | Electric Only | Standard and Low Income | Existing and New Construction | Water Heat | Heat Pump Water Heater - ENERGY STAR | ENERGY STAR Heat Pump Water Heater ≤ 55 GAL - EF 2.0 | Federal Standard 2015 Storage Water Heater ≤ 55 GAL - EF 0.95 | Yes | No. Not impacted by the state energy code | Yes. Impacted by federal standards |  |  |  | In SPECTRUM
Residential | Electric Only | Standard and Low Income | Existing and New Construction | Water Heat | Heat Pump Water Heater - Enhanced Efficiency | Enhanced Efficiency Heat Pump Water Heater ≤ 55 GAL - EF 2.2 | Federal Standard 2015 Storage Water Heater ≤ 55 GAL - EF 0.95 | Yes | No. Not impacted by the state energy code | Yes. Impacted by federal standards |  |  |  | In SPECTRUM
Residential | Electric Only | Standard and Low Income | Existing and New Construction | Water Heat | Heat Pump Water Heater - Advanced Efficiency | Advanced Efficiency Heat Pump Water Heater ≤ 55 GAL - EF 2.8 | Federal Standard 2015 Storage Water Heater ≤ 55 GAL - EF 0.95 | Yes | No. Not impacted by the state energy code | Yes. Impacted by federal standards |  |  |  | In SPECTRUM
Residential | Electric Only | Standard and Low Income | Existing and New Construction | Water Heat | Geothermal Heat Pump Water Heater | Geothermal Heat Pump Water Heater | Federal Standard 2015 Storage Water Heater ≤ 55 GAL - EF 0.95 | Yes | No. Not impacted by the state energy code | Yes. Impacted by federal standards |  |  |  | Similar Technology Measure Found In SPECTRUM
Residential | Electric Only | Standard and Low Income | Existing and New Construction | Water Heat | CO2 Heat Pump Water Heater | CO2 Heat Pump Water Heater | Federal Standard 2015 Storage Water Heater ≤ 55 GAL - EF 0.95 | Yes | No. Not impacted by the state energy code | Yes. Impacted by federal standards |  | Emerging Technology |  | Similar Technology Measure Found In SPECTRUM
Residential | Electric Only | Standard and Low Income | Existing and New Construction | Water Heat | Solar Water Heater - ENERGY STAR | Solar Water Heater ≤ 55 GAL - SEF 1.8 | Federal Standard 2015 Storage Water Heater ≤ 55 GAL - EF 0.95 | Yes | No. Not impacted by the state energy code | Yes. Impacted by federal standards
Residential | Electric Only | Standard and Low Income | Existing and New Construction | Appliance | Dryer - ENERGY STAR | ENERGY STAR Dryer - CEF 3.93 (Electric Dryer) | Federal Standard 2015 Dryer - CEF/EF 3.11/3.73 (Electric Dryer) | Yes | No. Not impacted by the state energy code | Yes. Impacted by federal standards |  |  | Yes
Residential | Electric Only | Standard and Low Income | Existing and New Construction | Appliance | Dryer - ENERGY STAR 2020 Most Efficient | ENERGY STAR 2020 Most Efficient Dryer - CEF 4.3 (Electric Dryer) | Federal Standard 2015 Dryer - CEF/EF 3.11/3.73 (Electric Dryer) | Added | No. Not impacted by the state energy code | Yes. Impacted by federal standards |  |  | Yes
Residential | Electric Only | Standard and Low Income | Existing and New Construction | Appliance | Dryer - Heat Pump Dryer | Premium Efficiency - Heat Pump Dryer | Federal Standard 2015 Dryer - CEF/EF 3.11/3.73 (Electric Dryer) | Yes | No. Not impacted by the state energy code | Yes. Impacted by federal standards |  |  | Yes
Residential | Electric Only | Standard and Low Income | Existing and New Construction | Cooking | Microwave - High Efficiency | High Efficiency Microwave | Federal Standard 2016 Microwave | Yes | No. Not impacted by the state energy code | Yes. Impacted by federal standards
Residential | Electric Only | Standard and Low Income | Existing and New Construction | Other | Pool Pump - ENERGY STAR | ENERGY STAR Pool Pump - VSD | Federal Standard 2021 Pool Pump | Updated | Yes. Impacted by the state energy code | Yes. Impacted by federal standards
Residential | Electric Only | Standard and Low Income | Existing and New Construction | Appliance | Air Purifier - ENERGY STAR | ENERGY STAR Air Purifier | Standard Air Purifier | Yes | No. Not impacted by the state energy code | Yes. Impacted by federal standards |  |  | Yes
Residential | Electric Only | Standard and Low Income | Existing and New Construction | HVAC | Ductless Heat Pump (DHP) | Ductless Heat Pump - SEER/EER 18/12.5, HSPF 10.0 | Standard Baseboard Heating - HSPF 3.41 | Yes | No. Not impacted by the state energy code | Yes. Impacted by federal standards |  |  | Yes | In SPECTRUM
Residential | Electric Only | Standard and Low Income | Existing and New Construction | HVAC | Ductless Heat Pump (DHP) - ENERGY STAR 2020 Most Efficient | ENERGY STAR 2020 Most Efficient Ductless Heat Pump - SEER/EER 20/12.5, HSPF 10.0 | Standard Baseboard Heating - HSPF 3.41 | Updated | No. Not impacted by the state energy code | Yes. Impacted by federal standards |  |  | Yes | In SPECTRUM
Residential | Electric Only | Standard and Low Income | Existing and New Construction | Plug Load | Computer - ENERGY STAR | ENERGY STAR Computer | Standard Computer | Yes | No. Not impacted by the state energy code | No. Not impacted by federal standards
Residential | Electric Only | Standard and Low Income | Existing and New Construction | Plug Load | DVD/Blu-Ray Player - ENERGY STAR | ENERGY STAR DVD/Blu-Ray Player | Standard DVD/Blu-Ray Player | Updated | No. Not impacted by the state energy code | No. Not impacted by federal standards
Residential | Electric Only | Standard and Low Income | Existing and New Construction | Plug Load | Home Audio System - ENERGY STAR | ENERGY STAR Home Audio System | Standard Home Audio System | Yes | No. Not impacted by the state energy code | No. Not impacted by federal standards
Residential | Electric Only | Standard and Low Income | Existing and New Construction | Plug Load | Monitor - ENERGY STAR | ENERGY STAR Monitor | Standard Monitor | Yes | No. Not impacted by the state energy code | No. Not impacted by federal standards
Residential | Electric Only | Standard and Low Income | Existing and New Construction | Plug Load | Monitor - ENERGY STAR 2020 Most Efficient | ENERGY STAR 2020 Most Efficient Monitor | Standard Monitor | Updated | No. Not impacted by the state energy code | No. Not impacted by federal standards
Residential | Electric Only | Standard and Low Income | Existing and New Construction | Plug Load | Office Multifunction Device - ENERGY STAR | ENERGY STAR Multifunction Device "All-In-One" Imaging Equipment | Standard Multifunction Device "All-In-One" Imaging Equipment | Yes | No. Not impacted by the state energy code | No. Not impacted by federal standards
Residential | Electric Only | Standard and Low Income | Existing and New Construction | Plug Load | Office Copier - ENERGY STAR | ENERGY STAR Office Copier | Standard Office Copier | Yes | No. Not impacted by the state energy code | No. Not impacted by federal standards
Residential | Electric Only | Standard and Low Income | Existing and New Construction | Plug Load | Office Printer - ENERGY STAR | ENERGY STAR Office Printer | Standard Office Printer | Yes | No. Not impacted by the state energy code | No. Not impacted by federal standards
Residential | Electric Only | Standard and Low Income | Existing and New Construction | Plug Load | Set Top Box - ENERGY STAR | ENERGY STAR Set Top Box | Standard Set Top Box | Yes | No. Not impacted by the state energy code | No. Not impacted by federal standards
Residential | Electric Only | Standard and Low Income | Existing and New Construction | Plug Load | Soundbar - ENERGY STAR | ENERGY STAR Soundbar | Standard Soundbar | Yes | No. Not impacted by the state energy code | No. Not impacted by federal standards |  |  | Yes
Residential | Electric Only | Standard and Low Income | Existing and New Construction | Lighting | Lighting Specialty Lamp - CFL | Specialty Lamp - CFL | Specialty Lamp - Incandescent/Halogen (EISA Exempt) | Updated | No. Not impacted by the state energy code | Yes. Impacted by federal standards |  |  | Yes
Residential | Electric Only | Standard and Low Income | Existing and New Construction | Lighting | Lighting Specialty Lamp - ENERGY STAR LED | Specialty Lamp - ENERGY STAR LED | Specialty Lamp - Incandescent/Halogen (EISA Exempt) | Updated | No. Not impacted by the state energy code | Yes. Impacted by federal standards |  |  |  | In SPECTRUM
Residential | Electric Only | Standard and Low Income | Existing and New Construction | Lighting | Lighting Specialty Lamp - CEE Tier 2 LED | Specialty Lamp - CEE Tier 2 LED | Specialty Lamp - Incandescent/Halogen (EISA Exempt) | Added | No. Not impacted by the state energy code | Yes. Impacted by federal standards |  |  |  | Similar Technology Measure Found In SPECTRUM
Residential | Electric Only | Standard and Low Income | Existing and New Construction | Plug Load | TV - ENERGY STAR | ENERGY STAR TV | Standard TV | Yes | No. Not impacted by the state energy code | No. Not impacted by federal standards
Residential | Electric Only | Standard and Low Income | Existing and New Construction | Plug Load | TV - ENERGY STAR 2020 Most Efficient | ENERGY STAR 2020 Most Efficient TV | Standard TV | Updated | No. Not impacted by the state energy code | No. Not impacted by federal standards
Residential | Electric Only | Standard and Low Income | Existing and New Construction | Lighting | Linear Fluorescent Lamp - High Performance T8 | High Performance T8 Linear Fluorescent Lamp | Federal Standard 2018 T8 Linear Fluorescent Lamp | Yes | No. Not impacted by the state energy code | Yes. Impacted by federal standards |  |  | Yes | Similar Technology Measure Found In SPECTRUM
Residential | Electric Only | Standard and Low Income | Existing and New Construction | Lighting | Linear Fluorescent Lamp - TLED | TLED Linear Lamp | Federal Standard 2018 T8 Linear Fluorescent Lamp | Yes | No. Not impacted by the state energy code | Yes. Impacted by federal standards |  |  | Yes | In SPECTRUM
Residential | Natural Gas Only | Low Income Only | Existing Construction Only | Appliance | Dryer - Federal Standard 2015 | Federal Standard 2015 Dryer - CEF/EF 2.84/3.30 (Gas Dryer) | Below Standard Dryer - CEF/EF 1.57/1.82 (Gas Dryer) | Yes | No. Not impacted by the state energy code | Yes. Impacted by federal standards |  |  | Yes
Residential | Natural Gas Only | Low Income Only | Existing Construction Only | Appliance | Dryer - ENERGY STAR | ENERGY STAR Dryer - CEF 3.48 (Gas Dryer) | Below Standard Dryer - CEF/EF 1.57/1.82 (Gas Dryer) | Yes | No. Not impacted by the state energy code | Yes. Impacted by federal standards |  |  | Yes
Residential | Natural Gas Only | Low Income Only | Existing Construction Only | Appliance | Dryer - ENERGY STAR 2020 Most Efficient | ENERGY STAR 2020 Most Efficient Dryer - CEF 3.8 (Gas Dryer) | Below Standard Dryer - CEF/EF 1.57/1.82 (Gas Dryer) | Added | No. Not impacted by the state energy code | Yes. Impacted by federal standards |  |  | Yes
Residential | Natural Gas Only | Standard and Low Income | Existing and New Construction | Appliance | Dryer - ENERGY STAR | ENERGY STAR Dryer - CEF 3.48 (Gas Dryer) | Federal Standard 2015 Dryer - CEF/EF 2.84/3.30 (Gas Dryer) | Yes | No. Not impacted by the state energy code | Yes. Impacted by federal standards |  |  | Yes
Residential | Natural Gas Only | Standard and Low Income | Existing and New Construction | Appliance | Dryer - ENERGY STAR 2020 Most Efficient | ENERGY STAR 2020 Most Efficient Dryer - CEF 3.8 (Gas Dryer) | Federal Standard 2015 Dryer - CEF/EF 2.84/3.30 (Gas Dryer) | Added | No. Not impacted by the state energy code | Yes. Impacted by federal standards |  |  | Yes
Residential | Natural Gas Only | Low Income Only | Existing Construction Only | HVAC | Boiler - WI UDC Minimum Efficiency | WI UDC Minimum Efficiency Boiler - 90% AFUE | Below Standard Boiler - 78% AFUE (Low Income) | Yes | Yes. Impacted by the state energy code | Yes. Impacted by federal standards |  |  | Yes | Similar Technology Measure Found In SPECTRUM
Residential | Natural Gas Only | Low Income Only | Existing Construction Only | HVAC | Boiler - Premium Efficiency | Premium Efficiency Boiler - 93% AFUE | Below Standard Boiler - 78% AFUE (Low Income) | Updated | Yes. Impacted by the state energy code | Yes. Impacted by federal standards |  |  | Yes | Similar Technology Measure Found In SPECTRUM
Residential | Natural Gas Only | Low Income Only | Existing Construction Only | HVAC | Boiler - ENERGY STAR 2020 Most Efficient | ENERGY STAR 2020 Most Efficient Boiler - 95% AFUE | Below Standard Boiler - 78% AFUE (Low Income) | Updated | Yes. Impacted by the state energy code | Yes. Impacted by federal standards |  |  | Yes | In SPECTRUM
Residential | Natural Gas Only | Standard and Low Income | Existing and New Construction | HVAC | Boiler - Premium Efficiency | Premium Efficiency Boiler - 93% AFUE | WI UDC Minimum Efficiency Boiler - 90% AFUE | Updated | Yes. Impacted by the state energy code | Yes. Impacted by federal standards |  |  | Yes | Similar Technology Measure Found In SPECTRUM
Residential | Natural Gas Only | Standard and Low Income | Existing and New Construction | HVAC | Boiler - ENERGY STAR 2020 Most Efficient | ENERGY STAR 2020 Most Efficient Boiler - 95% AFUE | WI UDC Minimum Efficiency Boiler - 90% AFUE | Updated | Yes. Impacted by the state energy code | Yes. Impacted by federal standards |  |  | Yes | In SPECTRUM
Residential | Natural Gas Only | Low Income Only | Existing Construction Only | HVAC | Furnace - WI UDC Minimum Efficiency | WI UDC Minimum Efficiency Furnace - 90% AFUE | Below Standard Furnace - 76% AFUE (Low Income) | Yes | Yes. Impacted by the state energy code | Yes. Impacted by federal standards |  |  | Yes | Similar Technology Measure Found In SPECTRUM
Residential | Natural Gas Only | Low Income Only | Existing Construction Only | HVAC | Furnace - ENERGY STAR | ENERGY STAR Furnace - 95% AFUE | Below Standard Furnace - 76% AFUE (Low Income) | Yes | Yes. Impacted by the state energy code | Yes. Impacted by federal standards |  |  | Yes | In SPECTRUM
Residential | Natural Gas Only | Low Income Only | Existing Construction Only | HVAC | Furnace - ENERGY STAR 2020 Most Efficient | ENERGY STAR 2020 Most Efficient Furnace - 97% AFUE | Below Standard Furnace - 76% AFUE (Low Income) | Updated | Yes. Impacted by the state energy code | Yes. Impacted by federal standards |  |  | Yes | In SPECTRUM
Residential | Natural Gas Only | Low Income Only | Existing Construction Only | HVAC | Furnace - Premium Efficiency | Premium Efficiency Furnace - 98% AFUE | Below Standard Furnace - 76% AFUE (Low Income) | Yes | Yes. Impacted by the state energy code | Yes. Impacted by federal standards |  |  | Yes | In SPECTRUM
Residential | Natural Gas Only | Standard and Low Income | Existing and New Construction | HVAC | Furnace - ENERGY STAR | ENERGY STAR Furnace - 95% AFUE | WI UDC Minimum Efficiency Furnace - 90% AFUE | Yes | Yes. Impacted by the state energy code | Yes. Impacted by federal standards |  |  | Yes | In SPECTRUM
Residential | Natural Gas Only | Standard and Low Income | Existing and New Construction | HVAC | Furnace - ENERGY STAR 2020 Most Efficient | ENERGY STAR 2020 Most Efficient Furnace - 97% AFUE | WI UDC Minimum Efficiency Furnace - 90% AFUE | Updated | Yes. Impacted by the state energy code | Yes. Impacted by federal standards |  |  | Yes | In SPECTRUM
Residential | Natural Gas Only | Standard and Low Income | Existing and New Construction | HVAC | Furnace - Premium Efficiency | Premium Efficiency Furnace - 98% AFUE | WI UDC Minimum Efficiency Furnace - 90% AFUE | Yes | Yes. Impacted by the state energy code | Yes. Impacted by federal standards |  |  | Yes | In SPECTRUM
Residential | Natural Gas Only | Low Income Only | Existing Construction Only | Other | Pool Heater - Federal Standard 2014 | Federal Standard 2014 Pool Heater - 82% Efficient | Below Standard Pool Heater - 78% Efficient | Yes | Yes. Impacted by the state energy code | Yes. Impacted by federal standards
Residential | Natural Gas Only | Low Income Only | Existing Construction Only | Other | Pool Heater - Efficient | Efficient Pool Heater - 88% Efficient | Below Standard Pool Heater - 78% Efficient | Yes | Yes. Impacted by the state energy code | Yes. Impacted by federal standards
Residential | Natural Gas Only | Standard and Low Income | Existing and New Construction | Other | Pool Heater - Efficient | Efficient Pool Heater - 88% Efficient | Federal Standard 2014 Pool Heater - 82% Efficient | Yes | Yes. Impacted by the state energy code | Yes. Impacted by federal standards
Residential | Natural Gas Only | Low Income Only | Existing Construction Only | Water Heat | Water Heater - Federal Standard 2015 Storage | Federal Standard 2015 Storage Water Heater ≤ 55 GAL - EF 0.62 | Below Standard Water Heater ≤ 55 GAL - EF 0.59 | Yes | No. Not impacted by the state energy code | Yes. Impacted by federal standards |  |  |  | Similar Technology Measure Found In SPECTRUM
Residential | Natural Gas Only | Low Income Only | Existing Construction Only | Water Heat | Water Heater - ENERGY STAR Storage | ENERGY STAR Storage Water Heater ≤ 55 GAL - EF 0.67 | Below Standard Water Heater ≤ 55 GAL - EF 0.59 | Yes | No. Not impacted by the state energy code | Yes. Impacted by federal standards |  |  |  | In SPECTRUM
Residential | Natural Gas Only | Low Income Only | Existing Construction Only | Water Heat | Water Heater - Condensing | Condensing Water Heater ≤ 55 GAL - EF 0.85 | Below Standard Water Heater ≤ 55 GAL - EF 0.59 | Yes | No. Not impacted by the state energy code | Yes. Impacted by federal standards |  |  |  | In SPECTRUM
Residential | Natural Gas Only | Low Income Only | Existing Construction Only | Water Heat | Water Heater - ENERGY STAR Tankless | ENERGY STAR Tankless Water Heater ≤ 55 GAL - EF 0.90 | Below Standard Water Heater ≤ 55 GAL - EF 0.59 | Yes | No. Not impacted by the state energy code | Yes. Impacted by federal standards |  |  |  | In SPECTRUM
Residential | Natural Gas Only | Low Income Only | Existing Construction Only | Water Heat | Solar Water Heater - ENERGY STAR | Solar Water Heater ≤ 55 GAL - SEF 1.2 | Below Standard Water Heater ≤ 55 GAL - EF 0.59 | Yes | No. Not impacted by the state energy code | Yes. Impacted by federal standards
Residential | Natural Gas Only | Low Income Only | Existing Construction Only | Water Heat | Water Heater - Federal Standard 2015 Condensing | Federal Standard 2015 Condensing Water Heater > 55 GAL - EF 0.74 | Below Standard Water Heater > 55 GAL - EF 0.52 | Yes | No. Not impacted by the state energy code | Yes. Impacted by federal standards |  |  |  | Similar Technology Measure Found In SPECTRUM
Residential | Natural Gas Only | Low Income Only | Existing Construction Only | Water Heat | Water Heater - ENERGY STAR Condensing | ENERGY STAR Condensing Water Heater > 55 GAL - EF 0.77 | Below Standard Water Heater > 55 GAL - EF 0.52 | Yes | No. Not impacted by the state energy code | Yes. Impacted by federal standards |  |  |  | In SPECTRUM
Residential | Natural Gas Only | Low Income Only | Existing Construction Only | Water Heat | Water Heater - Condensing | Condensing Water Heater > 55 GAL - EF 0.85 | Below Standard Water Heater > 55 GAL - EF 0.52 | Yes | No. Not impacted by the state energy code | Yes. Impacted by federal standards |  |  |  | In SPECTRUM
Residential | Natural Gas Only | Low Income Only | Existing Construction Only | Water Heat | Water Heater - ENERGY STAR Tankless | ENERGY STAR Tankless Water Heater > 55 GAL - EF 0.90 | Below Standard Water Heater > 55 GAL - EF 0.52 | Yes | No. Not impacted by the state energy code | Yes. Impacted by federal standards |  |  |  | In SPECTRUM
Residential | Natural Gas Only | Low Income Only | Existing Construction Only | Water Heat | Solar Water Heater - ENERGY STAR | Solar Water Heater > 55 GAL - SEF 1.2 | Below Standard Water Heater > 55 GAL - EF 0.52 | Yes | No. Not impacted by the state energy code | Yes. Impacted by federal standards
Residential | Natural Gas Only | Standard and Low Income | Existing and New Construction | Water Heat | Water Heater - ENERGY STAR Storage | ENERGY STAR Storage Water Heater ≤ 55 GAL - EF 0.67 | Federal Standard 2015 Storage Water Heater ≤ 55 GAL - EF 0.62 | Yes | No. Not impacted by the state energy code | Yes. Impacted by federal standards |  |  |  | In SPECTRUM
Residential | Natural Gas Only | Standard and Low Income | Existing and New Construction | Water Heat | Water Heater - Condensing | Condensing Water Heater ≤ 55 GAL - EF 0.85 | Federal Standard 2015 Storage Water Heater ≤ 55 GAL - EF 0.62 | Yes | No. Not impacted by the state energy code | Yes. Impacted by federal standards |  |  |  | In SPECTRUM
Residential | Natural Gas Only | Standard and Low Income | Existing and New Construction | Water Heat | Water Heater - ENERGY STAR Tankless | ENERGY STAR Tankless Water Heater ≤ 55 GAL - EF 0.90 | Federal Standard 2015 Storage Water Heater ≤ 55 GAL - EF 0.62 | Yes | No. Not impacted by the state energy code | Yes. Impacted by federal standards |  |  |  | In SPECTRUM
Residential | Natural Gas Only | Standard and Low Income | Existing and New Construction | Water Heat | Solar Water Heater - ENERGY STAR | Solar Water Heater ≤ 55 GAL - SEF 1.2 | Federal Standard 2015 Storage Water Heater ≤ 55 GAL - EF 0.62 | Yes | No. Not impacted by the state energy code | Yes. Impacted by federal standards
Residential | Natural Gas Only | Standard and Low Income | Existing and New Construction | Water Heat | Water Heater - ENERGY STAR Condensing | ENERGY STAR Condensing Water Heater > 55 GAL - EF 0.77 | Federal Standard 2015 Condensing Water Heater > 55 GAL - EF 0.74 | Yes | No. Not impacted by the state energy code | Yes. Impacted by federal standards |  |  |  | In SPECTRUM
Residential | Natural Gas Only | Standard and Low Income | Existing and New Construction | Water Heat | Water Heater - Condensing | Condensing Water Heater > 55 GAL - EF 0.85 | Federal Standard 2015 Condensing Water Heater > 55 GAL - EF 0.74 | Yes | No. Not impacted by the state energy code | Yes. Impacted by federal standards |  |  |  | In SPECTRUM
Residential | Natural Gas Only | Standard and Low Income | Existing and New Construction | Water Heat | Water Heater - ENERGY STAR Tankless | ENERGY STAR Tankless Water Heater > 55 GAL - EF 0.90 | Federal Standard 2015 Condensing Water Heater > 55 GAL - EF 0.74 | Yes | No. Not impacted by the state energy code | Yes. Impacted by federal standards |  |  |  | In SPECTRUM
Residential | Natural Gas Only | Standard and Low Income | Existing and New Construction | Water Heat | Solar Water Heater - ENERGY STAR | Solar Water Heater > 55 GAL - SEF 1.2 | Federal Standard 2015 Condensing Water Heater > 55 GAL - EF 0.74 | Yes | No. Not impacted by the state energy code | Yes. Impacted by federal standards
Residential | Electric Only | Standard and Low Income | Existing and New Construction | HVAC | Bathroom Ventilation Fan - ENERGY STAR | ENERGY STAR Bathroom Ventilation Fan | Standard Bathroom Ventilation Fan | Added | No. Not impacted by the state energy code | No. Not impacted by federal standards
Residential | Electric Only | Standard and Low Income | Existing and New Construction | HVAC | Bathroom Ventilation Fan - ENERGY STAR 2020 Most Efficient | ENERGY STAR 2020 Most Efficient Bathroom Ventilation Fan | Standard Bathroom Ventilation Fan | Added | No. Not impacted by the state energy code | No. Not impacted by federal standards
Residential | Electric Only | Standard and Low Income | Existing and New Construction | HVAC | Ceiling Fan - ENERGY STAR | ENERGY STAR Ceiling Fan | Standard Ceiling Fan | Added | No. Not impacted by the state energy code | No. Not impacted by federal standards
Residential | Electric Only | Standard and Low Income | Existing and New Construction | HVAC | Ceiling Fan - ENERGY STAR 2020 Most Efficient | ENERGY STAR 2020 Most Efficient Ceiling Fan | Standard Ceiling Fan | Added | No. Not impacted by the state energy code | No. Not impacted by federal standards
Residential | Electric and Natural Gas | Standard and Low Income | Existing Construction Only | HVAC | Basement Wall Insulation - WI UDC Zone 1 and 2 Code | R-19 | Average Existing Insulation (WI UDC - Zone 1) | Yes | Yes. Impacted by the state energy code | No. Not impacted by federal standards |  |  |  | In SPECTRUM
Residential | Electric and Natural Gas | Standard and Low Income | Existing Construction Only | HVAC | Basement Wall Insulation - WI UDC Zone 1 and 2 Code | R-19 | Average Existing Insulation (WI UDC - Zone 2) | Yes | Yes. Impacted by the state energy code | No. Not impacted by federal standards |  |  |  | In SPECTRUM
Residential | Electric and Natural Gas | Standard and Low Income | Existing Construction Only | HVAC | Ceiling Insulation - Maximum Feasibility | R-38 | Average Existing Insulation (WI UDC - Zone 1) | Yes | Yes. Impacted by the state energy code | No. Not impacted by federal standards |  |  | Yes | In SPECTRUM
Residential | Electric and Natural Gas | Standard and Low Income | Existing Construction Only | HVAC | Ceiling Insulation - Maximum Feasibility | R-38 | Average Existing Insulation (WI UDC - Zone 2) | Yes | Yes. Impacted by the state energy code | No. Not impacted by federal standards |  |  | Yes | In SPECTRUM
Residential | Electric and Natural Gas | Standard and Low Income | Existing Construction Only | HVAC | Ceiling Insulation - WI UDC Zone 1 and 2 Code | R-49 | Average Existing Insulation (WI UDC - Zone 1) | Yes | Yes. Impacted by the state energy code | No. Not impacted by federal standards |  |  | Yes | In SPECTRUM
Residential | Electric and Natural Gas | Standard and Low Income | Existing Construction Only | HVAC | Ceiling Insulation - WI UDC Zone 1 and 2 Code | R-49 | Average Existing Insulation (WI UDC - Zone 2) | Yes | Yes. Impacted by the state energy code | No. Not impacted by federal standards |  |  | Yes | In SPECTRUM
Residential | Electric Only | Standard and Low Income | Existing Construction Only | HVAC | Ceiling Insulation - WI UDC Zone 1 and 2 Above Code | R-60 | Average Existing Insulation (WI UDC - Zone 1) | Yes | Yes. Impacted by the state energy code | No. Not impacted by federal standards |  |  | Yes | In SPECTRUM
Residential | Electric Only | Standard and Low Income | Existing Construction Only | HVAC | Ceiling Insulation - WI UDC Zone 1 and 2 Above Code | R-60 | Average Existing Insulation (WI UDC - Zone 2) | Yes | Yes. Impacted by the state energy code | No. Not impacted by federal standards |  |  | Yes | In SPECTRUM
Residential | Electric and Natural Gas | Standard and Low Income | New Construction Only | HVAC | Ceiling Insulation - WI UDC Zone 1 and 2 Above Code | R-60 | R-49 (WI UDC - Zone 1 Code) | Yes | Yes. Impacted by the state energy code | No. Not impacted by federal standards |  |  | Yes | Similar Technology Measure Found In SPECTRUM
Residential | Electric and Natural Gas | Standard and Low Income | New Construction Only | HVAC | Ceiling Insulation - WI UDC Zone 1 and 2 Above Code | R-60 | R-49 (WI UDC - Zone 2 Code) | Yes | Yes. Impacted by the state energy code | No. Not impacted by federal standards |  |  | Yes | Similar Technology Measure Found In SPECTRUM
Residential | Electric and Natural Gas | Standard and Low Income | New Construction Only | HVAC | Construction - ICF/SIP | Specialty Framing (Insulating Concrete Forms/Structural Insulated Panels) | Standard Wood Framing | Yes | No. Not impacted by the state energy code | No. Not impacted by federal standards |  | Emerging Technology
Residential | Electric Only | Standard and Low Income | Existing and New Construction | HVAC | Cool Roof | Lighter Colored Shingles (White) | Standard Roof Shingles | Yes | No. Not impacted by the state energy code | No. Not impacted by federal standards
Residential | Electric and Natural Gas | Standard and Low Income | Existing and New Construction | HVAC | Door - WI UDC Zone 1 and 2 Above Code | R-5 Door | R-2.9 Door (WI UDC Code) | Yes | Yes. Impacted by the state energy code | No. Not impacted by federal standards
Residential | Electric and Natural Gas | Standard and Low Income | Existing Construction Only | HVAC | Floor Insulation - WI UDC Zone 1 Code | R-30 | Average Existing Insulation (WI UDC - Zone 1) | Yes | Yes. Impacted by the state energy code | No. Not impacted by federal standards
Residential | Electric and Natural Gas | Standard and Low Income | Existing Construction Only | HVAC | Floor Insulation - WI UDC Zone 2 Code | R-38 | Average Existing Insulation (WI UDC - Zone 2) | Yes | Yes. Impacted by the state energy code | No. Not impacted by federal standards
Residential | Electric and Natural Gas | Standard and Low Income | New Construction Only | HVAC | Floor Insulation - WI UDC Zone 1 Above Code | R-38 | R-30 (WI UDC - Zone 1 Code) | Yes | Yes. Impacted by the state energy code | No. Not impacted by federal standards
Residential | Electric and Natural Gas | Standard and Low Income | Existing Construction Only | HVAC | Infiltration Control - Reduction of Existing Conditions | Infiltration Control - 0.1 ACH Reduction | Existing Infiltration Conditions | Yes | Yes. Impacted by the state energy code | No. Not impacted by federal standards |  |  | Yes | In SPECTRUM
Residential | Electric and Natural Gas | Standard and Low Income | New Construction Only | HVAC | Infiltration Control - Reduction of New Thermal Shell | Thermal Shell 0.2 ACH with Heat Recovery Ventilator (HRV) | Standard New Construction Homes 0.35 ACH | Yes | Yes. Impacted by the state energy code | No. Not impacted by federal standards |  |  | Yes | Similar Technology Measure Found In SPECTRUM
Residential | Electric and Natural Gas | Standard and Low Income | Existing Construction Only | HVAC | Rim And Band Joist Insulation - Maximum Insulation Feasible | R-10 | Average Existing Insulation (WI UDC - Zone 1) | Yes | Yes. Impacted by the state energy code | No. Not impacted by federal standards |  |  |  | In SPECTRUM
Residential | Electric and Natural Gas | Standard and Low Income | Existing Construction Only | HVAC | Rim And Band Joist Insulation - Maximum Insulation Feasible | R-10 | Average Existing Insulation (WI UDC - Zone 2) | Yes | Yes. Impacted by the state energy code | No. Not impacted by federal standards |  |  |  | In SPECTRUM
Residential | Electric and Natural Gas | Standard and Low Income | Existing Construction Only | HVAC | Rim And Band Joist Insulation - WI UDC Zone 1 Code | R-20 (WI UDC - Zone 1 Code) | Average Existing Insulation (WI UDC - Zone 1) | Yes | Yes. Impacted by the state energy code | No. Not impacted by federal standards |  |  |  | Similar Technology Measure Found In SPECTRUM
Residential | Electric and Natural Gas | Standard and Low Income | Existing Construction Only | HVAC | Rim And Band Joist Insulation - WI UDC Zone 2 Code | R-21 (WI UDC - Zone 2 Code) | Average Existing Insulation (WI UDC - Zone 2) | Yes | Yes. Impacted by the state energy code | No. Not impacted by federal standards |  |  |  | Similar Technology Measure Found In SPECTRUM
Residential | Electric and Natural Gas | Standard and Low Income | New Construction Only | HVAC | Slab Insulation - Above Code | R-15 | R-10 (WI UDC Code) | Yes | Yes. Impacted by the state energy code | No. Not impacted by federal standards |  |  |  | In SPECTRUM
Residential | Electric and Natural Gas | Standard and Low Income | Existing Construction Only | HVAC | Wall Insulation - WI UDC Zone 1 and 2 Maximum Feasible | R-13 (Maximum Insulation Feasible) | Average Existing Insulation (WI UDC - Zone 1) | Yes | Yes. Impacted by the state energy code | No. Not impacted by federal standards |  |  | Yes | In SPECTRUM
Residential | Electric and Natural Gas | Standard and Low Income | Existing Construction Only | HVAC | Wall Insulation - WI UDC Zone 1 and 2 Maximum Feasible | R-13 (Maximum Insulation Feasible) | Average Existing Insulation (WI UDC - Zone 2) | Yes | Yes. Impacted by the state energy code | No. Not impacted by federal standards |  |  | Yes | In SPECTRUM
Residential | Electric and Natural Gas | Standard and Low Income | Existing Construction Only | HVAC | Wall Insulation - WI UDC Zone 1 Code | R-20 | Average Existing Insulation (WI UDC - Zone 1) | Yes | Yes. Impacted by the state energy code | No. Not impacted by federal standards |  |  | Yes | In SPECTRUM
Residential | Electric and Natural Gas | Standard and Low Income | Existing Construction Only | HVAC | Wall Insulation - WI UDC Zone 2 Code | R-21 | Average Existing Insulation (WI UDC - Zone 2) | Yes | Yes. Impacted by the state energy code | No. Not impacted by federal standards |  |  | Yes | In SPECTRUM
Residential | Electric and Natural Gas | Standard and Low Income | New Construction Only | HVAC | Wall Insulation - WI UDC Zone 1 and 2 Above Code | R-21 + 5 c.i. | R-20 (WI UDC - Zone 1 Code) | Yes | Yes. Impacted by the state energy code | No. Not impacted by federal standards |  |  | Yes | Similar Technology Measure Found In SPECTRUM
Residential | Electric and Natural Gas | Standard and Low Income | New Construction Only | HVAC | Wall Insulation - WI UDC Zone 1 and 2 Above Code | R-21 + 5 c.i. | R-21 (WI UDC - Zone 2 Code) | Yes | Yes. Impacted by the state energy code | No. Not impacted by federal standards |  |  | Yes | Similar Technology Measure Found In SPECTRUM
Residential | Electric and Natural Gas | Standard and Low Income | Existing Construction Only | HVAC | Window - WI UDC Zone 1 and 2 Code | U-value 0.35 Window | Average Existing Window (WI UDC - Zone 1) | Yes | Yes. Impacted by the state energy code | No. Not impacted by federal standards |  |  | Yes
Residential | Electric and Natural Gas | Standard and Low Income | Existing Construction Only | HVAC | Window - WI UDC Zone 1 and 2 Code | U-value 0.35 Window | Average Existing Window (WI UDC - Zone 2) | Yes | Yes. Impacted by the state energy code | No. Not impacted by federal standards |  |  | Yes
Residential | Electric and Natural Gas | Standard and Low Income | New Construction Only | HVAC | Window - WI UDC Zone 1 and 2 Above Code | U-value 0.30 Window | U-value 0.35 Window (WI UDC - Zone 1 Code) | Yes | Yes. Impacted by the state energy code | No. Not impacted by federal standards |  |  | Yes
Residential | Electric and Natural Gas | Standard and Low Income | New Construction Only | HVAC | Window - WI UDC Zone 1 and 2 Above Code | U-value 0.30 Window | U-value 0.35 Window (WI UDC - Zone 2 Code) | Yes | Yes. Impacted by the state energy code | No. Not impacted by federal standards |  |  | Yes
Residential | Electric and Natural Gas | Standard and Low Income | New Construction Only | HVAC | Window - WI UDC Zone 1 and 2 Above Code - ENERGY STAR | U-value 0.27 Window (ENERGY STAR) | U-value 0.35 Window (WI UDC - Zone 1 Code) | Yes | Yes. Impacted by the state energy code | No. Not impacted by federal standards |  |  | Yes
Residential | Electric and Natural Gas | Standard and Low Income | New Construction Only | HVAC | Window - WI UDC Zone 1 and 2 Above Code - ENERGY STAR | U-value 0.27 Window (ENERGY STAR) | U-value 0.35 Window (WI UDC - Zone 2 Code) | Yes | Yes. Impacted by the state energy code | No. Not impacted by federal standards |  |  | Yes
Residential | Electric and Natural Gas | Standard and Low Income | Existing and New Construction | HVAC | Air-to-Air Heat Exchanger | Air-to-Air Heat Exchanger | No Air to Air Heat Exchanger | Yes | No. Not impacted by the state energy code | No. Not impacted by federal standards |  |  |  | In SPECTRUM
Residential | Electric and Natural Gas | Standard and Low Income | Existing Construction Only | HVAC | Duct Sealing and Insulation - WI UDC Zone 1 and 2 Code | Code Duct Sealing and Insulation - R-8 | Existing Duct Sealing and Insulation | Yes | Yes. Impacted by the state energy code | No. Not impacted by federal standards |  |  |  | In SPECTRUM
Residential | Electric and Natural Gas | Standard and Low Income | Existing Construction Only | HVAC | Programmable Thermostat | Programmable Thermostat | Manual Thermostat | Yes | Yes. Impacted by the state energy code | No. Not impacted by federal standards | Behavioral Measure |  |  | Similar Technology Measure Found In SPECTRUM
Residential | Electric and Natural Gas | Standard and Low Income | Existing Construction Only | HVAC | Wi-Fi Thermostat | Wi-Fi Thermostat (Learning Type) | Manual Thermostat | Yes | Yes. Impacted by the state energy code | No. Not impacted by federal standards | Behavioral Measure |  | Yes | In SPECTRUM
Residential | Electric and Natural Gas | Standard and Low Income | Existing and New Construction | HVAC | Wi-Fi Thermostat | Wi-Fi Thermostat (Learning Type) | Programmable Thermostat | Yes | Yes. Impacted by the state energy code | No. Not impacted by federal standards | Behavioral Measure |  | Yes | In SPECTRUM
Residential | Electric and Natural Gas | Standard and Low Income | Existing Construction Only | HVAC | Wi-Fi Thermostat - Seasonal Savings | Wi-Fi Thermostat (Learning Type with Seasonal Savings) | Manual Thermostat | Yes | Yes. Impacted by the state energy code | No. Not impacted by federal standards | Behavioral Measure |  | Yes | In SPECTRUM
Residential | Electric and Natural Gas | Standard and Low Income | Existing and New Construction | HVAC | Wi-Fi Thermostat - Seasonal Savings | Wi-Fi Thermostat (Learning Type with Seasonal Savings) | Programmable Thermostat | Yes | Yes. Impacted by the state energy code | No. Not impacted by federal standards | Behavioral Measure |  | Yes | In SPECTRUM
Residential | Electric Only | Standard and Low Income | Existing and New Construction | HVAC | Quality Installation - Central Air Conditioner | Quality Installation of Central Air Conditioner - Commissioning, Controls, and Proper Sizing | Standard Installation of Central Air Conditioner | Yes | No. Not impacted by the state energy code | No. Not impacted by federal standards
Residential | Electric Only | Standard and Low Income | Existing and New Construction | HVAC | Quality Installation - Heat Pump | Quality Installation of Heat Pump - Commissioning, Controls, and Proper Sizing | Standard Installation of Heat Pump | Yes | No. Not impacted by the state energy code | No. Not impacted by federal standards
Residential | Electric Only | Standard and Low Income | Existing Construction Only | HVAC | Tune-up - Central Air Conditioner | Central Air Conditioner with Tune-up | Central Air Conditioner with no Tune-up | Yes | No. Not impacted by the state energy code | No. Not impacted by federal standards |  |  | Yes | In SPECTRUM
Residential | Electric Only | Standard and Low Income | Existing Construction Only | HVAC | Tune-up - Furnace (Electric) | Furnace with Tune-up | Furnace with no Tune-up | Yes | No. Not impacted by the state energy code | No. Not impacted by federal standards |  |  | Yes | Similar Technology Measure Found In SPECTRUM
Residential | Electric Only | Standard and Low Income | Existing Construction Only | HVAC | Tune-up - Heat Pump | Heat Pump with Tune-up | Heat Pump with no Tune-up | Yes | No. Not impacted by the state energy code | No. Not impacted by federal standards |  |  | Yes | Similar Technology Measure Found In SPECTRUM
Residential | Electric Only | Standard and Low Income | Existing and New Construction | Lighting | Occupancy Sensor - Interior Lighting | Install Wall-Switch Occupancy Sensor on Interior Lighting | Manual Control on Interior Lighting | Yes | Yes. Impacted by the state energy code | No. Not impacted by federal standards |  |  | Yes | In SPECTRUM
Residential | Electric Only | Standard and Low Income | Existing and New Construction | Lighting | Photocell Daylighting Control - Interior/Exterior Lighting | Install Photocell on Interior/Exterior Lighting | Manual Control on Interior/Exterior Lighting | Yes | Yes. Impacted by the state energy code | No. Not impacted by federal standards
Residential | Electric Only | Standard and Low Income | Existing and New Construction | Lighting | Time Clock - Exterior Lighting | Time Clock on Exterior Lighting | Manual Control on Exterior Lighting | Yes | Yes. Impacted by the state energy code | No. Not impacted by federal standards
Residential | Electric Only | Standard and Low Income | Existing and New Construction | Lighting | Nightlight - LED | LED Nightlight | Incandescent Nightlight | Added | Yes. Impacted by the state energy code | No. Not impacted by federal standards |  |  |  | In SPECTRUM
Residential | Electric Only | Standard and Low Income | Existing and New Construction | Lighting | Energy Indirect Feedback Residential Tier 1 - Lighting HOU Reduction | Tier 1 Lighting HOU Reduction from Energy Feedback Reports | No Energy Feedback | Yes | No. Not impacted by the state energy code | No. Not impacted by federal standards | Behavioral Measure |  |  |  | Measure description update
Residential | Electric and Natural Gas | Standard and Low Income | Existing and New Construction | HVAC | Energy Indirect Feedback Residential Tier 1 - HVAC Schedule Setback | Tier 1 HVAC Schedule Setback from Energy Feedback Reports | No Energy Feedback | Yes | No. Not impacted by the state energy code | No. Not impacted by federal standards | Behavioral Measure |  |  |  | Measure description update
Residential | Electric and Natural Gas | Standard and Low Income | Existing and New Construction | Water Heat | Energy Indirect Feedback Residential Tier 1 - Minutes per Shower Reduction | Tier 1 Minutes per Shower Reduction from Energy Feedback Reports | No Energy Feedback | Yes | No. Not impacted by the state energy code | No. Not impacted by federal standards | Behavioral Measure |  |  |  | Measure description update
Residential | Electric and Natural Gas | Standard and Low Income | Existing and New Construction | Water Heat | Energy Indirect Feedback Residential Tier 1 - Water Heat Temperature Setback | Tier 1 Water Heat Temperature Setback from Energy Feedback Reports | No Energy Feedback | Yes | No. Not impacted by the state energy code | No. Not impacted by federal standards | Behavioral Measure |  | Yes | In SPECTRUM | Measure description update
Residential | Electric Only | Standard and Low Income | Existing and New Construction | Plug Load | Energy Indirect Feedback Residential Tier 1 - Enable Computer Sleep Settings | Tier 1 Enable Computer Sleep Settings from Energy Feedback Reports | No Energy Feedback | Yes | No. Not impacted by the state energy code | No. Not impacted by federal standards | Behavioral Measure |  |  |  | Measure description update
Residential | Electric Only | Standard and Low Income | Existing and New Construction | Plug Load | Energy Indirect Feedback Residential Tier 1 - Enable Game Console Standby Settings | Tier 1 Enable Game Console Standby Settings from Energy Feedback Reports | No Energy Feedback | Yes | No. Not impacted by the state energy code | No. Not impacted by federal standards | Behavioral Measure |  |  |  | Measure description update
Residential | Electric Only | Standard and Low Income | Existing and New Construction | Plug Load | Energy Indirect Feedback Residential Tier 1 - Reduce Brightness of TV | Tier 1 Reduce Brightness Level of TV from Energy Feedback Reports | No Energy Feedback | Yes | No. Not impacted by the state energy code | No. Not impacted by federal standards | Behavioral Measure |  |  |  | Measure description update
Residential | Electric Only | Standard and Low Income | Existing and New Construction | Lighting | Energy Indirect Feedback Residential Tier 2 - Lighting HOU Reduction | Tier 2 Lighting HOU Reduction from Web-portals or Pre-Pay Billing | No Energy Feedback | Added | No. Not impacted by the state energy code | No. Not impacted by federal standards | Behavioral Measure |  |  |  | Added measure
Residential | Electric and Natural Gas | Standard and Low Income | Existing and New Construction | HVAC | Energy Indirect Feedback Residential Tier 2 - HVAC Schedule Setback | Tier 2 HVAC Schedule Setback from Web-portals or Pre-Pay Billing | No Energy Feedback | Added | No. Not impacted by the state energy code | No. Not impacted by federal standards | Behavioral Measure |  |  |  | Added measure
Residential | Electric and Natural Gas | Standard and Low Income | Existing and New Construction | Water Heat | Energy Indirect Feedback Residential Tier 2 - Minutes per Shower Reduction | Tier 2 Minutes per Shower Reduction from Web-portals or Pre-Pay Billing | No Energy Feedback | Added | No. Not impacted by the state energy code | No. Not impacted by federal standards | Behavioral Measure |  |  |  | Added measure
Residential | Electric and Natural Gas | Standard and Low Income | Existing and New Construction | Water Heat | Energy Indirect Feedback Residential Tier 2 - Water Heat Temperature Setback | Tier 2 Water Heat Temperature Setback from Web-portals or Pre-Pay Billing | No Energy Feedback | Added | No. Not impacted by the state energy code | No. Not impacted by federal standards | Behavioral Measure |  |  |  | Added measure
Residential | Electric Only | Standard and Low Income | Existing and New Construction | Plug Load | Energy Indirect Feedback Residential Tier 2 - Enable Computer Sleep Settings | Tier 2 Enable Computer Sleep Settings from Web-portals or Pre-Pay Billing | No Energy Feedback | Added | No. Not impacted by the state energy code | No. Not impacted by federal standards | Behavioral Measure |  |  |  | Added measure
Residential | Electric Only | Standard and Low Income | Existing and New Construction | Plug Load | Energy Indirect Feedback Residential Tier 2 - Enable Game Console Standby Settings | Tier 2 Enable Game Console Standby Settings from Web-portals or Pre-Pay Billing | No Energy Feedback | Added | No. Not impacted by the state energy code | No. Not impacted by federal standards | Behavioral Measure |  |  |  | Added measure
Residential | Electric Only | Standard and Low Income | Existing and New Construction | Plug Load | Energy Indirect Feedback Residential Tier 2 - Reduce Brightness of TV | Tier 2 Reduce Brightness Level of TV from Web-portals or Pre-Pay Billing | No Energy Feedback | Added | No. Not impacted by the state energy code | No. Not impacted by federal standards | Behavioral Measure |  |  |  | Added measure
Residential | Electric Only | Standard and Low Income | Existing and New Construction | Lighting | Energy Direct Feedback Residential - Lighting HOU Reduction | Lighting HOU Reduction from In-Home Energy Management | No Energy Feedback | Yes | No. Not impacted by the state energy code | No. Not impacted by federal standards | Behavioral Measure |  |  |  | Added measure
Residential | Electric and Natural Gas | Standard and Low Income | Existing and New Construction | HVAC | Energy Direct Feedback Residential - HVAC Schedule Setback | HVAC Schedule Setback from In-Home Energy Management | No Energy Feedback | Yes | No. Not impacted by the state energy code | No. Not impacted by federal standards | Behavioral Measure |  |  |  | Added measure
Residential | Electric and Natural Gas | Standard and Low Income | Existing and New Construction | Water Heat | Energy Direct Feedback Residential - Minutes per Shower Reduction | Minutes per Shower Reduction from In-Home Energy Management | No Energy Feedback | Yes | No. Not impacted by the state energy code | No. Not impacted by federal standards | Behavioral Measure |  |  |  | Added measure
Residential | Electric and Natural Gas | Standard and Low Income | Existing and New Construction | Water Heat | Energy Direct Feedback Residential - Water Heat Temperature Setback | Water Heat Temperature Setback from In-Home Energy Management | No Energy Feedback | Yes | No. Not impacted by the state energy code | No. Not impacted by federal standards | Behavioral Measure |  |  |  | Added measure
Residential | Electric Only | Standard and Low Income | Existing and New Construction | Plug Load | Energy Direct Feedback Residential - Enable Computer Sleep Settings | Enable Computer Sleep Settings from In-Home Energy Management | No Energy Feedback | Yes | No. Not impacted by the state energy code | No. Not impacted by federal standards | Behavioral Measure |  |  |  | Added measure
Residential | Electric Only | Standard and Low Income | Existing and New Construction | Plug Load | Energy Direct Feedback Residential - Enable Game Console Standby Settings | Enable Game Console Standby Settings from In-Home Energy Management | No Energy Feedback | Yes | No. Not impacted by the state energy code | No. Not impacted by federal standards | Behavioral Measure |  |  |  | Added measure
Residential | Electric Only | Standard and Low Income | Existing and New Construction | Plug Load | Energy Direct Feedback Residential - Reduce Brightness of TV | Reduce Brightness Level of TV from In-Home Energy Management | No Energy Feedback | Yes | No. Not impacted by the state energy code | No. Not impacted by federal standards | Behavioral Measure |  |  |  | Added measure
Residential | Electric Only | Standard and Low Income | Existing and New Construction | Plug Load | Advanced Office Power Strip - Load Sensing | Advanced Office Power Strip - Load Sensing | Standard Office Power Strip | Updated | No. Not impacted by the state energy code | No. Not impacted by federal standards |  |  | Yes | In SPECTRUM
Residential | Electric Only | Standard and Low Income | Existing and New Construction | Plug Load | Advanced Entertainment Power Strip - Load Sensing | Advanced Entertainment Power Strip - Load Sensing | Standard Entertainment Power Strip | Updated | No. Not impacted by the state energy code | No. Not impacted by federal standards |  |  | Yes | In SPECTRUM
Residential | Electric Only | Standard and Low Income | Existing and New Construction | Plug Load | Advanced Office Power Strip - Occupancy Sensor | Advanced Office Power Strip with Occupancy Sensor | Standard Office Power Strip | Updated | No. Not impacted by the state energy code | No. Not impacted by federal standards |  |  | Yes | Similar Technology Measure Found In SPECTRUM
Residential | Electric Only | Standard and Low Income | Existing and New Construction | Plug Load | Advanced Entertainment Power Strip - Infrared Sensor | Advanced Entertainment Power Strip with Infrared Sensor | Standard Entertainment Power Strip | Updated | No. Not impacted by the state energy code | No. Not impacted by federal standards |  |  | Yes | Similar Technology Measure Found In SPECTRUM
Residential | Electric Only | Standard and Low Income | Existing Construction Only | Other | Pool Pump Timer | Pool Pump Timer | No Timer | Yes | Yes. Impacted by the state energy code | No. Not impacted by federal standards
Residential | Electric Only | Standard and Low Income | Existing Construction Only | Appliance | Freezer - Removal of Stand-Alone | Proper Disposal of Freezer | Existing Non-Efficient Freezer | Yes | No. Not impacted by the state energy code | No. Not impacted by federal standards |  |  | Yes | In SPECTRUM
Residential | Electric Only | Standard and Low Income | Existing Construction Only | Appliance | Refrigerator - Removal of Secondary | Proper Disposal of Refrigerator | Existing Non-Efficient Refrigerator | Yes | No. Not impacted by the state energy code | No. Not impacted by federal standards |  |  | Yes | In SPECTRUM
Residential | Electric Only | Low Income Only | Existing Construction Only | Appliance | Clothes Washer (Front Loading) - Federal Standard 2018 | Federal Standard 2018 Clothes Washer (Front Loading) - IMEF 1.84 and IWF 4.7 (Electric DHW & Dryer) | Below Clothes Washer (Front Loading) - (Electric DHW & Dryer) | Yes | No. Not impacted by the state energy code | Yes. Impacted by federal standards |  |  | Yes
Residential | Electric Only | Low Income Only | Existing Construction Only | Appliance | Clothes Washer (Top Loading) - Federal Standard 2018 | Federal Standard 2018 Clothes Washer (Top Loading) - IMEF 1.57 and IWF 6.5 (Electric DHW & Dryer) | Below Standard Clothes Washer (Top Loading) - (Electric DHW & Dryer) | Yes | No. Not impacted by the state energy code | Yes. Impacted by federal standards |  |  | Yes
Residential | Electric Only | Standard and Low Income | Existing and New Construction | Appliance | Clothes Washer (Front Loading) - ENERGY STAR | ENERGY STAR Clothes Washer (Front Loading) - IMEF 2.38 and IWF 3.7 (Electric DHW & Dryer) | Federal Standard 2018 Clothes Washer (Front Loading) - IMEF 1.84 and IWF 4.7 (Electric DHW & Dryer) | Yes | No. Not impacted by the state energy code | Yes. Impacted by federal standards |  |  | Yes
Residential | Electric Only | Standard and Low Income | Existing and New Construction | Appliance | Clothes Washer (Front Loading) - CEE Tier 1 | CEE Tier 1 Clothes Washer (Front Loading) - IMEF 2.76 and IWF 3.2 (Electric DHW & Dryer) | Federal Standard 2018 Clothes Washer (Front Loading) - IMEF 1.84 and IWF 4.7 (Electric DHW & Dryer) | Updated | No. Not impacted by the state energy code | Yes. Impacted by federal standards |  |  | Yes
Residential | Electric Only | Standard and Low Income | Existing and New Construction | Appliance | Clothes Washer (Front Loading) - ENERGY STAR 2020 Most Efficient | ENERGY STAR 2020 Most Efficient Clothes Washer (Front Loading) - IMEF 2.92 and IWF 3.2 (Electric DHW & Dryer) | Federal Standard 2018 Clothes Washer (Front Loading) - IMEF 1.84 and IWF 4.7 (Electric DHW & Dryer) | Updated | No. Not impacted by the state energy code | Yes. Impacted by federal standards |  |  | Yes
Residential | Electric Only | Standard and Low Income | Existing and New Construction | Appliance | Clothes Washer (Front Loading) - CEE Advanced Tier | CEE Advanced Tier Clothes Washer (Front Loading) - IMEF 3.1 and IWF 3.0 (Electric DHW & Dryer) | Federal Standard 2018 Clothes Washer (Front Loading) - IMEF 1.84 and IWF 4.7 (Electric DHW & Dryer) | Updated | No. Not impacted by the state energy code | Yes. Impacted by federal standards |  |  | Yes
Residential | Electric Only | Standard and Low Income | Existing and New Construction | Appliance | Clothes Washer (Top Loading) - ENERGY STAR | ENERGY STAR Clothes Washer (Top Loading) - IMEF 2.06 and IWF 4.3 (Electric DHW & Dryer) | Federal Standard 2018 Clothes Washer (Top Loading) - IMEF 1.57 and IWF 6.5 (Electric DHW & Dryer) | Yes | No. Not impacted by the state energy code | Yes. Impacted by federal standards |  |  | Yes
Residential | Electric Only | Standard and Low Income | Existing and New Construction | Appliance | Clothes Washer (Top Loading) - CEE Tier 1 | CEE Tier 1 Clothes Washer (Top Loading) - IMEF 2.76 and IWF 3.2 (Electric DHW & Dryer) | Federal Standard 2018 Clothes Washer (Top Loading) - IMEF 1.57 and IWF 6.5 (Electric DHW & Dryer) | Updated | No. Not impacted by the state energy code | Yes. Impacted by federal standards |  |  | Yes
Residential | Electric Only | Standard and Low Income | Existing and New Construction | Appliance | Clothes Washer (Top Loading) - ENERGY STAR 2020 Most Efficient | ENERGY STAR 2020 Most Efficient Clothes Washer (Top Loading) - IMEF 2.92 and IWF 3.2 (Electric DHW & Dryer) | Federal Standard 2018 Clothes Washer (Top Loading) - IMEF 1.57 and IWF 6.5 (Electric DHW & Dryer) | Updated | No. Not impacted by the state energy code | Yes. Impacted by federal standards |  |  | Yes
Residential | Electric Only | Standard and Low Income | Existing and New Construction | Appliance | Clothes Washer (Top Loading) - CEE Advanced Tier | CEE Advanced Tier Clothes Washer (Top Loading) - IMEF 3.1 and IWF 3.0 (Electric DHW & Dryer) | Federal Standard 2018 Clothes Washer (Top Loading) - IMEF 1.57 and IWF 6.5 (Electric DHW & Dryer) | Updated | No. Not impacted by the state energy code | Yes. Impacted by federal standards |  |  | Yes
Residential | Electric and Natural Gas | Low Income Only | Existing Construction Only | Appliance | Dishwasher - Federal Standard | Federal Standard 2014 Dishwasher - 307 kWh/yr and 5.0 gal/cycle | Below Standard Dishwasher - 355 kWh/yr and 6.5 gal/cycle | Yes | No. Not impacted by the state energy code | Yes. Impacted by federal standards
Residential | Electric and Natural Gas | Standard and Low Income | Existing and New Construction | Appliance | Dishwasher - ENERGY STAR | ENERGY STAR Dishwasher - 270 kWh/yr and 3.55 gal/cycle | Federal Standard 2014 Dishwasher - 307 kWh/yr and 5.0 gal/cycle | Yes | No. Not impacted by the state energy code | Yes. Impacted by federal standards
Residential | Electric and Natural Gas | Standard and Low Income | Existing and New Construction | Appliance | Dishwasher - ENERGY STAR 2020 Most Efficient | ENERGY STAR 2020 Most Efficient Dishwasher - 240 kWh/yr and 3.2 gal/cycle | Federal Standard 2014 Dishwasher - 307 kWh/yr and 5.0 gal/cycle | Updated | No. Not impacted by the state energy code | Yes. Impacted by federal standards
Residential | Electric and Natural Gas | Standard and Low Income | Existing and New Construction | Water Heat | Drain Water Heat Recovery | Gravity Film Heat Exchanger | No Heat Exchanger | Yes | No. Not impacted by the state energy code | No. Not impacted by federal standards
Residential | Electric and Natural Gas | Standard and Low Income | Existing Construction Only | Water Heat | Faucet Aerator Low Flow - Bathroom | Federal Standard 1994 Aerator - 2.2 GPM | Existing Faucet Aerator (2.5 GPM) | Yes | No. Not impacted by the state energy code | Yes. Impacted by federal standards |  |  | Yes | Similar Technology Measure Found In SPECTRUM
Residential | Electric and Natural Gas | Low Income Only | Existing Construction Only | Water Heat | Faucet Aerator Low Flow - Bathroom | 1.5 GPM | Existing Faucet Aerator (2.5 GPM) | Yes | No. Not impacted by the state energy code | Yes. Impacted by federal standards |  |  | Yes | Similar Technology Measure Found In SPECTRUM
Residential | Electric and Natural Gas | Low Income Only | Existing Construction Only | Water Heat | Faucet Aerator Low Flow - Bathroom | 1.0 GPM | Existing Faucet Aerator (2.5 GPM) | Yes | No. Not impacted by the state energy code | Yes. Impacted by federal standards |  |  | Yes | Similar Technology Measure Found In SPECTRUM
Residential | Electric and Natural Gas | Low Income Only | Existing Construction Only | Water Heat | Faucet Aerator Low Flow - Bathroom | 0.5 GPM | Existing Faucet Aerator (2.5 GPM) | Yes | No. Not impacted by the state energy code | Yes. Impacted by federal standards |  |  | Yes | Similar Technology Measure Found In SPECTRUM
Residential | Electric and Natural Gas | Standard and Low Income | Existing and New Construction | Water Heat | Faucet Aerator Low Flow - Bathroom | 1.5 GPM | Federal Standard 1994 Aerator - 2.2 GPM | Yes | No. Not impacted by the state energy code | Yes. Impacted by federal standards |  |  | Yes | In SPECTRUM
Residential | Electric and Natural Gas | Standard and Low Income | Existing and New Construction | Water Heat | Faucet Aerator Low Flow - Bathroom | 1.0 GPM | Federal Standard 1994 Aerator - 2.2 GPM | Yes | No. Not impacted by the state energy code | Yes. Impacted by federal standards |  |  | Yes | In SPECTRUM
Residential | Electric and Natural Gas | Standard and Low Income | Existing and New Construction | Water Heat | Faucet Aerator Low Flow - Bathroom | 0.5 GPM | Federal Standard 1994 Aerator - 2.2 GPM | Yes | No. Not impacted by the state energy code | Yes. Impacted by federal standards |  |  | Yes | Similar Technology Measure Found In SPECTRUM
Residential | Electric and Natural Gas | Standard and Low Income | Existing Construction Only | Water Heat | Faucet Aerator Low Flow - Kitchen | Federal Standard 1994 Aerator - 2.2 GPM | Existing Faucet Aerator (2.5 GPM) | Yes | No. Not impacted by the state energy code | Yes. Impacted by federal standards |  |  | Yes | Similar Technology Measure Found In SPECTRUM
Residential | Electric and Natural Gas | Low Income Only | Existing Construction Only | Water Heat | Faucet Aerator Low Flow - Kitchen | 1.5 GPM | Existing Faucet Aerator (2.5 GPM) | Yes | No. Not impacted by the state energy code | Yes. Impacted by federal standards |  |  | Yes | Similar Technology Measure Found In SPECTRUM
Residential | Electric and Natural Gas | Low Income Only | Existing Construction Only | Water Heat | Faucet Aerator Low Flow - Kitchen | 1.0 GPM | Existing Faucet Aerator (2.5 GPM) | Yes | No. Not impacted by the state energy code | Yes. Impacted by federal standards |  |  | Yes | Similar Technology Measure Found In SPECTRUM
Residential | Electric and Natural Gas | Low Income Only | Existing Construction Only | Water Heat | Faucet Aerator Low Flow - Kitchen | 0.5 GPM | Existing Faucet Aerator (2.5 GPM) | Yes | No. Not impacted by the state energy code | Yes. Impacted by federal standards |  |  | Yes | Similar Technology Measure Found In SPECTRUM
Residential | Electric and Natural Gas | Standard and Low Income | Existing and New Construction | Water Heat | Faucet Aerator Low Flow - Kitchen | 1.5 GPM | Federal Standard 1994 Aerator - 2.2 GPM | Yes | No. Not impacted by the state energy code | Yes. Impacted by federal standards |  |  | Yes | In SPECTRUM
Residential | Electric and Natural Gas | Standard and Low Income | Existing and New Construction | Water Heat | Faucet Aerator Low Flow - Kitchen | 1.0 GPM | Federal Standard 1994 Aerator - 2.2 GPM | Yes | No. Not impacted by the state energy code | Yes. Impacted by federal standards |  |  | Yes | Similar Technology Measure Found In SPECTRUM
Residential | Electric and Natural Gas | Standard and Low Income | Existing and New Construction | Water Heat | Faucet Aerator Low Flow - Kitchen | 0.5 GPM | Federal Standard 1994 Aerator - 2.2 GPM | Yes | No. Not impacted by the state energy code | Yes. Impacted by federal standards |  |  | Yes | Similar Technology Measure Found In SPECTRUM
Residential | Electric and Natural Gas | Standard and Low Income | Existing Construction Only | Water Heat | Low-Flow Showerhead - Federal Standard 1994 | Federal Standard 1994 Showerhead - 2.5 GPM | Existing Showerhead - 3.0 GPM | Yes | No. Not impacted by the state energy code | Yes. Impacted by federal standards |  |  | Yes | Similar Technology Measure Found In SPECTRUM
Residential | Electric and Natural Gas | Low Income Only | Existing Construction Only | Water Heat | Low-Flow Showerhead | Low-Flow Showerhead - 2.0 GPM | Existing Showerhead - 3.0 GPM | Yes | No. Not impacted by the state energy code | Yes. Impacted by federal standards |  |  | Yes | Similar Technology Measure Found In SPECTRUM
Residential | Electric and Natural Gas | Low Income Only | Existing Construction Only | Water Heat | Low-Flow Showerhead | Low-Flow Showerhead - 1.75 GPM | Existing Showerhead - 3.0 GPM | Yes | No. Not impacted by the state energy code | Yes. Impacted by federal standards |  |  | Yes | Similar Technology Measure Found In SPECTRUM
Residential | Electric and Natural Gas | Low Income Only | Existing Construction Only | Water Heat | Low-Flow Showerhead | Low-Flow Showerhead - 1.5 GPM | Existing Showerhead - 3.0 GPM | Yes | No. Not impacted by the state energy code | Yes. Impacted by federal standards |  |  | Yes | In SPECTRUM
Residential | Electric and Natural Gas | Standard and Low Income | Existing and New Construction | Water Heat | Low-Flow Showerhead | Low-Flow Showerhead - 2.0 GPM | Federal Standard 1994 Showerhead - 2.5 GPM | Yes | No. Not impacted by the state energy code | Yes. Impacted by federal standards |  |  | Yes | Similar Technology Measure Found In SPECTRUM
Residential | Electric and Natural Gas | Standard and Low Income | Existing and New Construction | Water Heat | Low-Flow Showerhead | Low-Flow Showerhead - 1.75 GPM | Federal Standard 1994 Showerhead - 2.5 GPM | Yes | No. Not impacted by the state energy code | Yes. Impacted by federal standards |  |  | Yes | Similar Technology Measure Found In SPECTRUM
Residential | Electric and Natural Gas | Standard and Low Income | Existing and New Construction | Water Heat | Low-Flow Showerhead | Low-Flow Showerhead - 1.5 GPM | Federal Standard 1994 Showerhead - 2.5 GPM | Yes | No. Not impacted by the state energy code | Yes. Impacted by federal standards |  |  | Yes | In SPECTRUM
Residential | Electric and Natural Gas | Standard and Low Income | Existing and New Construction | Water Heat | Pipe Insulation - Water Heater | R-4 Pipe Wrap | No Pipe Insulation | Yes | No. Not impacted by the state energy code | No. Not impacted by federal standards |  |  | Yes | In SPECTRUM
Residential | Electric and Natural Gas | Standard and Low Income | Existing Construction Only | Water Heat | Water Heater Tank Wrap | Add R-10 Tank Wrap | No Tank Wrap | Yes | No. Not impacted by the state energy code | No. Not impacted by federal standards
Residential | Natural Gas Only | Standard and Low Income | Existing and New Construction | HVAC | Boiler - Controls | Boiler Reset Controls | No Boiler Control | Yes | Yes. Impacted by the state energy code | No. Not impacted by federal standards |  |  |  | In SPECTRUM
Residential | Natural Gas Only | Low Income Only | Existing Construction Only | HVAC and Water Heat | Integrated Space Heating and Water Heating | 95% AFUE or Above | Existing Boiler AFUE 78% and Water Heater EF = 0.59 (Low Income) | Yes | Yes. Impacted by the state energy code | Yes. Impacted by federal standards |  |  | Yes
Residential | Natural Gas Only | Standard and Low Income | Existing and New Construction | HVAC and Water Heat | Integrated Space Heating and Water Heating | 95% AFUE or Above | Standard Boiler AFUE 90% and Water Heater EF = 0.62 | Yes | Yes. Impacted by the state energy code | Yes. Impacted by federal standards |  |  | Yes
Residential | Natural Gas Only | Standard and Low Income | Existing Construction Only | HVAC | Pipe Insulation - Boiler - Code | R-4 Pipe Insulation | Average Existing Pipe Insulation | Yes | Yes. Impacted by the state energy code | No. Not impacted by federal standards |  |  | Yes
Residential | Natural Gas Only | Standard and Low Income | Existing and New Construction | HVAC | Pipe Insulation - Boiler - Above Code | R-8 Pipe Insulation | R-4 Pipe Insulation | Yes | Yes. Impacted by the state energy code | No. Not impacted by federal standards |  |  | Yes
Residential | Natural Gas Only | Standard and Low Income | Existing Construction Only | HVAC | Tune-up - Boiler | Boiler with Tune-up | Boiler with no Tune-up | Yes | No. Not impacted by the state energy code | No. Not impacted by federal standards |  |  | Yes | In SPECTRUM
Residential | Natural Gas Only | Standard and Low Income | Existing Construction Only | HVAC | Tune-up - Furnace (Gas) | Furnace with Tune-up | Furnace with no Tune-up | Yes | No. Not impacted by the state energy code | No. Not impacted by federal standards |  |  | Yes | In SPECTRUM
Residential | Natural Gas Only | Standard and Low Income | Existing Construction Only | Other | Pool Covers | Pool Covers | No Pool Cover | Yes | Yes. Impacted by the state energy code | No. Not impacted by federal standards
Residential | Natural Gas Only | Low Income Only | Existing Construction Only | Appliance | Clothes Washer (Front Loading) - Federal Standard 2018 | Federal Standard 2018 Clothes Washer (Front Loading) - IMEF 1.84 and IWF 4.7 (Gas DHW & Dryer) | Below Standard Clothes Washer (Front Loading) - (Gas DHW & Dryer) | Yes | No. Not impacted by the state energy code | Yes. Impacted by federal standards |  |  | Yes
Residential | Natural Gas Only | Low Income Only | Existing Construction Only | Appliance | Clothes Washer (Top Loading) - Federal Standard 2018 | Federal Standard 2018 Clothes Washer (Top Loading) - IMEF 1.57 and IWF 6.5 (Gas DHW & Dryer) | Below Standard Clothes Washer (Top Loading) - (Gas DHW & Dryer) | Yes | No. Not impacted by the state energy code | Yes. Impacted by federal standards |  |  | Yes
Residential | Natural Gas Only | Standard and Low Income | Existing and New Construction | Appliance | Clothes Washer (Front Loading) - ENERGY STAR | ENERGY STAR Clothes Washer (Front Loading) - IMEF 2.38 and IWF 3.7 (Gas DHW & Dryer) | Federal Standard 2018 Clothes Washer (Front Loading) - IMEF 1.84 and IWF 4.7 (Gas DHW & Dryer) | Yes | No. Not impacted by the state energy code | Yes. Impacted by federal standards |  |  | Yes
Residential | Natural Gas Only | Standard and Low Income | Existing and New Construction | Appliance | Clothes Washer (Front Loading) - CEE Tier 1 | CEE Tier 1 Clothes Washer (Front Loading) - IMEF 2.76 and IWF 3.2 (Gas DHW & Dryer) | Federal Standard 2018 Clothes Washer (Front Loading) - IMEF 1.84 and IWF 4.7 (Gas DHW & Dryer) | Updated | No. Not impacted by the state energy code | Yes. Impacted by federal standards |  |  | Yes
Residential | Natural Gas Only | Standard and Low Income | Existing and New Construction | Appliance | Clothes Washer (Front Loading) - ENERGY STAR 2020 Most Efficient | ENERGY STAR 2020 Most Efficient Clothes Washer (Front Loading) - IMEF 2.92 and IWF 3.2 (Gas DHW & Dryer) | Federal Standard 2018 Clothes Washer (Front Loading) - IMEF 1.84 and IWF 4.7 (Gas DHW & Dryer) | Updated | No. Not impacted by the state energy code | Yes. Impacted by federal standards |  |  | Yes
Residential | Natural Gas Only | Standard and Low Income | Existing and New Construction | Appliance | Clothes Washer (Front Loading) - CEE Advanced Tier | CEE Advanced Tier Clothes Washer (Front Loading) - IMEF 3.1 and IWF 3.0 (Gas DHW & Dryer) | Federal Standard 2018 Clothes Washer (Front Loading) - IMEF 1.84 and IWF 4.7 (Gas DHW & Dryer) | Updated | No. Not impacted by the state energy code | Yes. Impacted by federal standards |  |  | Yes
Residential | Natural Gas Only | Standard and Low Income | Existing and New Construction | Appliance | Clothes Washer (Top Loading) - ENERGY STAR | ENERGY STAR Clothes Washer (Top Loading) - IMEF 2.06 and IWF 4.3 (Gas DHW & Dryer) | Federal Standard 2018 Clothes Washer (Top Loading) - IMEF 1.57 and IWF 6.5 (Gas DHW & Dryer) | Yes | No. Not impacted by the state energy code | Yes. Impacted by federal standards |  |  | Yes
Residential | Natural Gas Only | Standard and Low Income | Existing and New Construction | Appliance | Clothes Washer (Top Loading) - CEE Tier 1 | CEE Tier 1 Clothes Washer (Top Loading) - IMEF 2.76 and IWF 3.2 (Gas DHW & Dryer) | Federal Standard 2018 Clothes Washer (Top Loading) - IMEF 1.57 and IWF 6.5 (Gas DHW & Dryer) | Updated | No. Not impacted by the state energy code | Yes. Impacted by federal standards |  |  | Yes
Residential | Natural Gas Only | Standard and Low Income | Existing and New Construction | Appliance | Clothes Washer (Top Loading) - ENERGY STAR 2020 Most Efficient | ENERGY STAR 2020 Most Efficient Clothes Washer (Top Loading) - IMEF 2.92 and IWF 3.2 (Gas DHW & Dryer) | Federal Standard 2018 Clothes Washer (Top Loading) - IMEF 1.57 and IWF 6.5 (Gas DHW & Dryer) | Updated | No. Not impacted by the state energy code | Yes. Impacted by federal standards |  |  | Yes
Residential | Natural Gas Only | Standard and Low Income | Existing and New Construction | Appliance | Clothes Washer (Top Loading) - CEE Advanced Tier | CEE Advanced Tier Clothes Washer (Top Loading) - IMEF 3.1 and IWF 3.0 (Gas DHW & Dryer) | Federal Standard 2018 Clothes Washer (Top Loading) - IMEF 1.57 and IWF 6.5 (Gas DHW & Dryer) | Updated | No. Not impacted by the state energy code | Yes. Impacted by federal standards |  |  | Yes
Residential | Natural Gas Only | Standard and Low Income | Existing and New Construction | Water Heat | Indirect Water Heater - Tier 1 | Tier 1 Indirect Water Heater | Federal Standard 2015 Storage Water Heater ≤ 55 GAL - EF 0.62 | Yes | No. Not impacted by the state energy code | Yes. Impacted by federal standards |  |  | Yes | In SPECTRUM
Residential | Natural Gas Only | Standard and Low Income | Existing and New Construction | Water Heat | Indirect Water Heater - Tier 1 | Tier 1 Indirect Water Heater | Federal Standard 2015 Condensing Water Heater > 55 GAL - EF 0.74 | Yes | No. Not impacted by the state energy code | Yes. Impacted by federal standards |  |  | Yes | In SPECTRUM
Residential | Natural Gas Only | Standard and Low Income | Existing and New Construction | Water Heat | Indirect Water Heater - Tier 2 | Tier 2 Indirect Water Heater | Federal Standard 2015 Storage Water Heater ≤ 55 GAL - EF 0.62 | Yes | No. Not impacted by the state energy code | Yes. Impacted by federal standards |  |  | Yes | In SPECTRUM
Residential | Natural Gas Only | Standard and Low Income | Existing and New Construction | Water Heat | Indirect Water Heater - Tier 2 | Tier 2 Indirect Water Heater | Federal Standard 2015 Condensing Water Heater > 55 GAL - EF 0.74 | Yes | No. Not impacted by the state energy code | Yes. Impacted by federal standards |  |  | Yes | In SPECTRUM
Residential | Electric and Natural Gas | Standard and Low Income | Existing and New Construction | Water Heat | Smart Water Heater Controller | Smart WiFi Water Heater Controller | No controller | Added | No. Not impacted by the state energy code | No. Not impacted by federal standards |  | Emerging Technology |  |  | Added measure

## Commercial
Sector | Fuel Type | Construction Vintage | End Use Category | Measure Name | Measure Description | Base Equipment | Included in 2017 WI FOE Potential Study? | State Code Impact | Federal Standard Improvement | Behavioral Measure | Emerging Technologies | Similar Measure(s) Present in WI 2020 TRM? | Focus Program Measure in PY19 or PY20 | Added Measures Based on Stakeholder Feedback
Commercial | Electric Only | Existing and New Construction | Plug Load | Computer - ENERGY STAR | ENERGY STAR Computer | Standard Computer | Yes | No. Not impacted by the state energy code | No. Not impacted by federal standards
Commercial | Electric Only | Existing and New Construction | Plug Load | Copiers - ENERGY STAR | ENERGY STAR Copiers | Standard Copiers | Yes | No. Not impacted by the state energy code | No. Not impacted by federal standards
Commercial | Electric Only | Existing and New Construction | Plug Load | Fax - ENERGY STAR | ENERGY STAR Fax | Standard Fax | Yes | No. Not impacted by the state energy code | No. Not impacted by federal standards
Commercial | Electric Only | Existing and New Construction | Plug Load | Monitor - ENERGY STAR | ENERGY STAR Monitor | Standard Monitor | Yes | No. Not impacted by the state energy code | No. Not impacted by federal standards
Commercial | Electric Only | Existing and New Construction | Plug Load | Monitor - ENERGY STAR 2020 Most Efficient | ENERGY STAR 2020 Most Efficient Monitor | Standard Monitor | Updated | No. Not impacted by the state energy code | No. Not impacted by federal standards
Commercial | Electric Only | Existing and New Construction | Plug Load | Printers - ENERGY STAR | ENERGY STAR Printers | Standard Printers | Yes | No. Not impacted by the state energy code | No. Not impacted by federal standards
Commercial | Electric Only | Existing and New Construction | Plug Load | Server - ENERGY STAR | ENERGY STAR Server | Standard Server | Yes | No. Not impacted by the state energy code | No. Not impacted by federal standards
Commercial | Electric Only | Existing and New Construction | HVAC | Air Source Heat Pump 65 to 135 kBtuh - Federal Standard 2023 | Federal Standard 2023 - 14.1 IEER, 3.4 COP | Federal Standard 2018 - 12.2 IEER, 3.3 COP | Yes | Yes. Impacted by the state energy code | Yes. Impacted by federal standards |  |  | Yes | Similar Technology Measure Found In SPECTRUM
Commercial | Electric Only | Existing and New Construction | HVAC | Air Source Heat Pump 65 to 135 kBtuh - Premium Efficiency | Premium Efficiency - 19.0 IEER, 3.7 COP | Federal Standard 2018 - 12.2 IEER, 3.3 COP | Yes | Yes. Impacted by the state energy code | Yes. Impacted by federal standards |  |  | Yes | Similar Technology Measure Found In SPECTRUM
Commercial | Electric Only | Existing and New Construction | HVAC | Cold Climate Heat Pump - Enhanced Efficiency | High-Performance Cold Climate Commercial Heat Pump | Federal Standard 2018 - 12.2 IEER, 3.3 COP | Yes | Yes. Impacted by the state energy code | Yes. Impacted by federal standards |  | Emerging Technology | Yes
Commercial | Electric Only | Existing and New Construction | HVAC | Ground Source Heat Pump (< 135 kBTU/hr) Cooling | 17.0 EER, 4.0 COP | Federal Standard 2018 - 12.2 IEER, 3.3 COP | Yes | Yes. Impacted by the state energy code | Yes. Impacted by federal standards |  |  | Yes
Commercial | Electric Only | Existing and New Construction | HVAC | Air Source Heat Pump 135 to 240 kBtuh - Federal Standard 2023 | Federal Standard 2023 - 13.5 IEER, 3.3 COP | Federal Standard 2018 - 11.6 IEER, 3.2 COP | Yes | Yes. Impacted by the state energy code | Yes. Impacted by federal standards |  |  | Yes | Similar Technology Measure Found In SPECTRUM
Commercial | Electric Only | Existing and New Construction | HVAC | Air Source Heat Pump 135 to 240 kBtuh - Premium Efficiency | Premium Efficiency - 18.5 IEER, 3.6 COP | Federal Standard 2018 - 11.6 IEER, 3.2 COP | Yes | Yes. Impacted by the state energy code | Yes. Impacted by federal standards |  |  | Yes | Similar Technology Measure Found In SPECTRUM
Commercial | Electric Only | Existing and New Construction | HVAC | Ground Source Heat Pump (135 to 240 kBTU/hr) Cooling | 17.0 EER, 4.0 COP | Federal Standard 2018 - 11.6 IEER, 3.2 COP | Yes | Yes. Impacted by the state energy code | Yes. Impacted by federal standards |  |  | Yes
Commercial | Electric Only | Existing and New Construction | HVAC | Air Source Heat Pump > 240 kBtuh - Federal Standard 2023 | Federal Standard 2023 - 12.5 IEER, 3.2 COP | Federal Standard 2018 - 10.6 IEER, 3.2 COP | Yes | Yes. Impacted by the state energy code | Yes. Impacted by federal standards |  |  | Yes | Similar Technology Measure Found In SPECTRUM
Commercial | Electric Only | Existing and New Construction | HVAC | Air Source Heat Pump > 240 kBtuh - Premium Efficiency | Premium Efficiency - 18.0 IEER, 3.5 COP | Federal Standard 2018 - 10.6 IEER, 3.2 COP | Yes | Yes. Impacted by the state energy code | Yes. Impacted by federal standards |  |  | Yes | Similar Technology Measure Found In SPECTRUM
Commercial | Electric Only | Existing and New Construction | HVAC | Chillers < 150 tons - High Efficiency (Air Cooled) | High Efficiency - 1.09 kW/ton (full load); 0.84 kW/ton (IPLV) | IECC 2015 - 1.19 kW/ton (full load); 0.88 kW/ton (IPLV) | Updated | Yes. Impacted by the state energy code | No. Not impacted by federal standards |  |  | Yes | In SPECTRUM
Commercial | Electric Only | Existing and New Construction | HVAC | Chillers 150-300 tons (screw) - High Efficiency (Water Cooled) | High Efficiency - 0.63 kW/ton (full load); 0.52 kW/ton (IPLV) | IECC 2015 - 0.66 kW/ton (full load); 0.54 kW/ton (IPLV) | Updated | Yes. Impacted by the state energy code | No. Not impacted by federal standards |  |  | Yes | In SPECTRUM
Commercial | Electric Only | Existing and New Construction | HVAC | Chillers 150-300 tons (screw) - Premium Efficiency (Water Cooled) | Premium Efficiency - 0.58 kW/ton (full load); 0.47 kW/ton (IPLV) | IECC 2015 - 0.66 kW/ton (full load); 0.54 kW/ton (IPLV) | Updated | Yes. Impacted by the state energy code | No. Not impacted by federal standards |  |  | Yes | In SPECTRUM
Commercial | Electric Only | Existing and New Construction | HVAC | Chillers 150-300 tons (screw) - Advanced Efficiency (Water Cooled) | Advanced Efficiency - 0.52 kW/ton (full load); 0.43 kW/ton (IPLV) | IECC 2015 - 0.66 kW/ton (full load); 0.54 kW/ton (IPLV) | Updated | Yes. Impacted by the state energy code | No. Not impacted by federal standards |  |  | Yes | In SPECTRUM
Commercial | Electric Only | Existing and New Construction | HVAC | Chillers > 300 tons (centrifugal) - Premium Efficiency (Water Cooled) | Premium Efficiency- 0.52 kW/ton (full load); 0.48 kW/ton (IPLV) | IECC 2015 - 0.56 kW/ton (full load); 0.52 kW/ton (IPLV) | Updated | Yes. Impacted by the state energy code | No. Not impacted by federal standards |  |  | Yes | In SPECTRUM
Commercial | Electric Only | Existing and New Construction | HVAC | Chillers > 300 tons (centrifugal) - Advanced Efficiency (Water Cooled) | Advanced Efficiency - 0.47 kW/ton w/VSD (full load); 0.44 kW/ton (IPLV) | IECC 2015 - 0.56 kW/ton (full load); 0.52 kW/ton (IPLV) | Updated | Yes. Impacted by the state energy code | No. Not impacted by federal standards |  |  | Yes | In SPECTRUM
Commercial | Electric Only | Existing and New Construction | HVAC | DX Package 65 to 135 kBtuh - Federal Standard 2023 | Federal Standard 2023 - 14.8 IEER | Federal Standard 2018 - 12.9 IEER | Yes | Yes. Impacted by the state energy code | Yes. Impacted by federal standards |  |  | Yes | Similar Technology Measure Found In SPECTRUM
Commercial | Electric Only | Existing and New Construction | HVAC | DX Package 65 to 135 kBtuh - Advanced Efficiency | Advanced Efficiency - 16.0 IEER | Federal Standard 2018 - 12.9 IEER | Yes | Yes. Impacted by the state energy code | Yes. Impacted by federal standards |  |  | Yes | In SPECTRUM
Commercial | Electric Only | Existing and New Construction | HVAC | DX Package 65 to 135 kBtuh - Premium Efficiency | Premium Efficiency - 19.0 IEER | Federal Standard 2018 - 12.9 IEER | Yes | Yes. Impacted by the state energy code | Yes. Impacted by federal standards |  |  | Yes | In SPECTRUM
Commercial | Electric Only | Existing and New Construction | HVAC | DX Package 135 to 240 kBtuh - Federal Standard 2023 | Federal Standard 2023 - 14.2 IEER | Federal Standard 2018 - 12.4 IEER | Yes | Yes. Impacted by the state energy code | Yes. Impacted by federal standards |  |  | Yes | Similar Technology Measure Found In SPECTRUM
Commercial | Electric Only | Existing and New Construction | HVAC | DX Package 135 to 240 kBtuh - Advanced Efficiency | Advanced Efficiency - 15.5 IEER | Federal Standard 2018 - 12.4 IEER | Yes | Yes. Impacted by the state energy code | Yes. Impacted by federal standards |  |  | Yes | In SPECTRUM
Commercial | Electric Only | Existing and New Construction | HVAC | DX Package 135 to 240 kBtuh - Premium Efficiency | Premium Efficiency - 18.5 IEER | Federal Standard 2018 - 12.4 IEER | Yes | Yes. Impacted by the state energy code | Yes. Impacted by federal standards |  |  | Yes | In SPECTRUM
Commercial | Electric Only | Existing and New Construction | HVAC | DX Package 240 to 760 kBtuh - Federal Standard 2023 | Federal Standard 2023 - 13.2 IEER | Federal Standard 2018 - 11.6 IEER | Yes | Yes. Impacted by the state energy code | Yes. Impacted by federal standards |  |  | Yes | Similar Technology Measure Found In SPECTRUM
Commercial | Electric Only | Existing and New Construction | HVAC | DX Package 240 to 760 kBtuh - Advanced Efficiency | Advanced Efficiency - 15.0 IEER | Federal Standard 2018 - 11.6 IEER | Yes | Yes. Impacted by the state energy code | Yes. Impacted by federal standards |  |  | Yes | In SPECTRUM
Commercial | Electric Only | Existing and New Construction | HVAC | DX Package 240 to 760 kBtuh - Premium Efficiency | Premium Efficiency - 18.0 IEER | Federal Standard 2018 - 11.6 IEER | Yes | Yes. Impacted by the state energy code | Yes. Impacted by federal standards |  |  | Yes | In SPECTRUM
Commercial | Electric Only | Existing and New Construction | HVAC | Single Package < 65 kBtuh Air Conditioner - ENERGY STAR | ENERGY STAR Air Conditioner - SEER/EER 15/12 (Single System) | Federal Standard 2015 Central Air Conditioner - SEER 14 (Single System) | Added | Yes. Impacted by the state energy code | Yes. Impacted by federal standards |  |  | Yes | Similar Technology Measure Found In SPECTRUM | Added measure
Commercial | Electric Only | Existing and New Construction | HVAC | Single Package < 65 kBtuh Air Conditioner - CEE Tier 2 | CEE Tier 2 Air Conditioner - SEER/EER 16/13 (Single System) | Federal Standard 2015 Central Air Conditioner - SEER 14 (Single System) | Added | Yes. Impacted by the state energy code | Yes. Impacted by federal standards |  |  | Yes | Similar Technology Measure Found In SPECTRUM | Added measure
Commercial | Electric Only | Existing and New Construction | HVAC | Single Package < 65 kBtuh Air Conditioner - CEE Advanced Tier | CEE Advanced Tier Air Conditioner - SEER/EER 17/12.5 (Single System) | Federal Standard 2015 Central Air Conditioner - SEER 14 (Single System) | Added | Yes. Impacted by the state energy code | Yes. Impacted by federal standards |  |  | Yes | Similar Technology Measure Found In SPECTRUM | Added measure
Commercial | Electric Only | Existing and New Construction | HVAC | PTAC (10,000 Btuh) - High Efficiency | High Efficiency - 12.8 EER | Federal Standard 2017 - 11.0 EER | Yes | Yes. Impacted by the state energy code | Yes. Impacted by federal standards |  |  |  | Similar Technology Measure Found In SPECTRUM
Commercial | Electric Only | Existing and New Construction | HVAC | PTHP (10,000 Btuh) - High Efficiency | High Efficiency - 12.8 EER, 3.5 COP | Federal Standard 2013 - 11.0 EER, 3.2 COP | Yes | Yes. Impacted by the state energy code | Yes. Impacted by federal standards |  |  | Yes | In SPECTRUM
Commercial | Electric Only | Existing and New Construction | HVAC | Room AC - ENERGY STAR | ENERGY STAR Room AC - CEER 12.0 (8,000-13,999 Btuh) | Federal Standard 2015 Room AC - CEER 10.9 (8,000-13,999 Btuh) | Yes | Yes. Impacted by the state energy code | Yes. Impacted by federal standards
Commercial | Electric Only | Existing and New Construction | HVAC | Room AC - ENERGY STAR 2020 Most Efficient | ENERGY STAR 2020 Most Efficient Room AC - CEER 13.6 (8,000-13,999 Btuh) | Federal Standard 2015 Room AC - CEER 10.9 (8,000-13,999 Btuh) | Added | Yes. Impacted by the state energy code | Yes. Impacted by federal standards
Commercial | Electric Only | Existing Construction Only | Lighting | Lighting Interior - Fluorescent T8 High Performance - Above Standard | Above Standard Fluorescent T8 High Performance Interior Lighting | Standard Fluorescent 2018 Federal Standard Approved T-8 | Updated | Yes. Impacted by the state energy code | Yes. Impacted by federal standards |  |  | Yes
Commercial | Electric Only | Existing Construction Only | Lighting | Lighting Interior - Fluorescent T8 Reduced Wattage - Above Standard | Above Standard Fluorescent T8 Reduced Wattage Interior Lighting | Standard Fluorescent 2018 Federal Standard Approved T-8 | Updated | Yes. Impacted by the state energy code | Yes. Impacted by federal standards |  |  | Yes
Commercial | Electric Only | Existing Construction Only | Lighting | Lighting Interior - TLED / LED Panel - Above Standard - DLC Qualified | Above Standard TLED / LED Panel - DLC Qualified | Standard Fluorescent 2018 Federal Standard Approved T-8 | Updated | Yes. Impacted by the state energy code | Yes. Impacted by federal standards |  |  | Yes | In SPECTRUM
Commercial | Electric Only | Existing Construction Only | Lighting | Lighting Interior - TLED / LED Panel - Above Standard - DLC Premium Qualified | Above Standard TLED / LED Panel - DLC Premium Qualified | Standard Fluorescent 2018 Federal Standard Approved T-8 | Added | Yes. Impacted by the state energy code | Yes. Impacted by federal standards |  |  | Yes | In SPECTRUM
Commercial | Electric Only | Existing Construction Only | Lighting | Lighting Interior - Efficient Metal Halide - Above Standard | Efficient Metal Halide | Below Standard HID Baseline - represents a mix of Mercury Vapor, High Pressure Sodium, Metal Halide | Updated | Yes. Impacted by the state energy code | Yes. Impacted by federal standards |  |  | Yes | Similar Technology Measure Found In SPECTRUM
Commercial | Electric Only | Existing Construction Only | Lighting | Lighting Interior - High Bay Fluorescent High Output - Above Standard | High Bay Fluorescent High Output (HO) | Below Standard HID Baseline - represents a mix of Mercury Vapor, High Pressure Sodium, Metal Halide | Updated | Yes. Impacted by the state energy code | Yes. Impacted by federal standards |  |  | Yes | Similar Technology Measure Found In SPECTRUM
Commercial | Electric Only | Existing Construction Only | Lighting | Lighting Interior - High Bay LED - Above Standard - DLC Qualified | High Bay LED - DLC Qualified | Below Standard HID Baseline - represents a mix of Mercury Vapor, High Pressure Sodium, Metal Halide | Updated | Yes. Impacted by the state energy code | Yes. Impacted by federal standards |  |  | Yes | In SPECTRUM
Commercial | Electric Only | Existing Construction Only | Lighting | Lighting Interior - High Bay LED - Above Standard - DLC Premium Qualified | High Bay LED - DLC Premium Qualified | Below Standard HID Baseline - represents a mix of Mercury Vapor, High Pressure Sodium, Metal Halide | Added | Yes. Impacted by the state energy code | Yes. Impacted by federal standards |  |  | Yes | In SPECTRUM
Commercial | Electric Only | Existing Construction Only | Lighting | Lighting Interior - Screw Base LED - Above Standard - ENERGY STAR | ENERGY STAR LED | Backstop EISA 2020 Standard LED | Updated | Yes. Impacted by the state energy code | Yes. Impacted by federal standards |  |  | Yes | In SPECTRUM
Commercial | Electric Only | Existing Construction Only | Lighting | Lighting Interior - Screw Base LED - Above Standard - CEE Tier 2 | CEE Tier 2 LED | Backstop EISA 2020 Standard LED | Added | Yes. Impacted by the state energy code | Yes. Impacted by federal standards |  |  | Yes | In SPECTRUM
Commercial | Electric Only | New Construction Only | Lighting | New Construction Lighting Package - High Efficiency | High Efficiency Lighting Package - 15% LPD Reduction | Standard Lighting Power Density (LPD) | Yes | Yes. Impacted by the state energy code | Yes. Impacted by federal standards |  |  | Yes | Similar Technology Measure Found In SPECTRUM
Commercial | Electric Only | New Construction Only | Lighting | New Construction Lighting Package - Premium Efficiency | Premium Efficiency Lighting Package - 20% LPD Reduction | Standard Lighting Power Density (LPD) | Yes | Yes. Impacted by the state energy code | Yes. Impacted by federal standards |  |  | Yes | In SPECTRUM
Commercial | Electric Only | New Construction Only | Lighting | New Construction Lighting Package - Advanced Efficiency | Advanced Efficiency Lighting Package - 25% LPD Reduction | Standard Lighting Power Density (LPD) | Yes | Yes. Impacted by the state energy code | Yes. Impacted by federal standards |  |  | Yes | In SPECTRUM
Commercial | Electric Only | Existing and New Construction | Other | Pool Pump - ENERGY STAR | ENERGY STAR Pool Pump - VSD | Federal Standard 2021 Pool Pump | Updated | No. Not impacted by the state energy code | Yes. Impacted by federal standards |  |  |  | In SPECTRUM
Commercial | Electric Only | Existing and New Construction | Appliance | Freezer (Residential) - ENERGY STAR | ENERGY STAR Freezer | Federal Standard 2015 Freezer | Yes | No. Not impacted by the state energy code | Yes. Impacted by federal standards
Commercial | Electric Only | Existing and New Construction | Appliance | Refrigerator (Residential) - ENERGY STAR | ENERGY STAR Refrigerator | Federal Standard 2015 Refrigerator | Yes | No. Not impacted by the state energy code | Yes. Impacted by federal standards
Commercial | Electric Only | Existing and New Construction | Appliance | Refrigerator (Residential) - CEE Tier 2 | CEE Tier 2 Refrigerator | Federal Standard 2015 Refrigerator | Yes | No. Not impacted by the state energy code | Yes. Impacted by federal standards
Commercial | Electric Only | Existing and New Construction | Appliance | Refrigerator (Residential) - ENERGY STAR 2020 Most Efficient | ENERGY STAR 2020 Most Efficient Refrigerator | Federal Standard 2015 Refrigerator | Updated | No. Not impacted by the state energy code | Yes. Impacted by federal standards
Commercial | Electric Only | Existing and New Construction | Appliance | Vending Machines - ENERGY STAR | ENERGY STAR Vending Machines - 3.35 kWh/day | Federal Standard 2020 Vending Machines - 3.67 kWh/day | Updated | No. Not impacted by the state energy code | Yes. Impacted by federal standards
Commercial | Electric Only | Existing and New Construction | Water Heat | Water Heater GT 55 Gal - Heat Pump - ENERGY STAR | ENERGY STAR Heat Pump Water Heater GT 55 Gal - EF 2.2 | Federal Standard 2015 Heat Pump Water Heater GT 55 Gal - EF 1.97 | Yes | Yes. Impacted by the state energy code | Yes. Impacted by federal standards |  |  | Yes | Similar Technology Measure Found In SPECTRUM
Commercial | Electric Only | Existing and New Construction | Water Heat | Water Heater GT 55 Gal - Heat Pump Water Heater - Advanced Efficiency | Advanced Efficiency Heat Pump Water Heater > 55 GAL - EF 2.8 | Federal Standard 2015 Heat Pump Water Heater GT 55 Gal - EF 1.97 | Yes | Yes. Impacted by the state energy code | Yes. Impacted by federal standards |  | Emerging Technology | Yes | Similar Technology Measure Found In SPECTRUM
Commercial | Electric Only | Existing and New Construction | Water Heat | Water Heater GT 55 Gal - CO2 Heat Pump | CO2 Heat Pump Water Heater | Federal Standard 2015 Heat Pump Water Heater GT 55 Gal - EF 1.97 | Yes | Yes. Impacted by the state energy code | Yes. Impacted by federal standards |  | Emerging Technology | Yes | Similar Technology Measure Found In SPECTRUM
Commercial | Electric Only | Existing and New Construction | Water Heat | Solar Assisted GT 55 Water Heating System | Complete solar (assisted) residential water heating system (freeze-protected and not), including collectors, pumps, and controllers | Federal Standard 2015 Heat Pump Water Heater GT 55 Gal - EF 1.97 | Yes | Yes. Impacted by the state energy code | Yes. Impacted by federal standards
Commercial | Electric Only | Existing and New Construction | Water Heat | Water Heater LE 55 Gal - Heat Pump - ENERGY STAR | ENERGY STAR Heat Pump Water Heater LE 55 Gal - EF 2.0 | Federal Standard 2015 Storage Water Heater LE 55 Gal - EF 0.95 | Yes | Yes. Impacted by the state energy code | Yes. Impacted by federal standards |  |  | Yes | Similar Technology Measure Found In SPECTRUM
Commercial | Electric Only | Existing and New Construction | Water Heat | Water Heater LE 55 Gal - Heat Pump - Enhanced Efficiency | Enhanced Efficiency Heat Pump Water Heater LE 55 Gal - EF 2.2 | Federal Standard 2015 Storage Water Heater LE 55 Gal - EF 0.95 | Yes | Yes. Impacted by the state energy code | Yes. Impacted by federal standards |  |  | Yes | Similar Technology Measure Found In SPECTRUM
Commercial | Electric Only | Existing and New Construction | Water Heat | Water Heater LE 55 Gal - Heat Pump Water Heater - Advanced Efficiency | Advanced Efficiency Heat Pump Water Heater LE 55 GAL - EF 2.8 | Federal Standard 2015 Storage Water Heater LE 55 Gal - EF 0.95 | Yes | Yes. Impacted by the state energy code | Yes. Impacted by federal standards |  |  | Yes | Similar Technology Measure Found In SPECTRUM
Commercial | Electric Only | Existing and New Construction | Water Heat | Water Heater LE 55 Gal - CO2 Heat Pump | CO2 Heat Pump Water Heater | Federal Standard 2015 Storage Water Heater LE 55 Gal - EF 0.95 | Yes | Yes. Impacted by the state energy code | Yes. Impacted by federal standards |  | Emerging Technology | Yes | Similar Technology Measure Found In SPECTRUM
Commercial | Electric Only | Existing and New Construction | Water Heat | Solar Assisted LE 55 Water Heating System | Complete solar (assisted) residential water heating system (freeze-protected and not), including collectors, pumps, and controllers | Federal Standard 2015 Storage Water Heater LE 55 Gal - EF 0.95 | Yes | Yes. Impacted by the state energy code | Yes. Impacted by federal standards
Commercial | Electric Only | Existing and New Construction | Appliance | Dryer - ENERGY STAR (Residential Sized) | ENERGY STAR Dryer - CEF 3.93 (Electric Dryer) | Federal Standard 2016 Dryer - CEF/EF 3.11/3.73 (Electric Dryer) | Yes | No. Not impacted by the state energy code | Yes. Impacted by federal standards
Commercial | Electric Only | Existing and New Construction | Appliance | Dryer - Heat Pump Dryer (Residential Sized) | Premium Efficiency - Heat Pump Dryer | Federal Standard 2016 Dryer - CEF/EF 3.11/3.73 (Electric Dryer) | Yes | No. Not impacted by the state energy code | Yes. Impacted by federal standards
Commercial | Natural Gas Only | Existing and New Construction | HVAC | Radiant Heater - High Efficiency | High Efficiency Radiant Heater | Standard Radiant Heater | Yes | No. Not impacted by the state energy code | No. Not impacted by federal standards |  |  | Yes | In SPECTRUM
Commercial | Natural Gas Only | Existing and New Construction | HVAC | Boiler < 300 kBtuh - Federal Standard 2022 | Federal Standard 2022 Boiler - 84% AFUE | Federal Standard 2012 Boiler - 82% AFUE | Yes | Yes. Impacted by the state energy code | Yes. Impacted by federal standards |  |  | Yes | Similar Technology Measure Found In SPECTRUM
Commercial | Natural Gas Only | Existing and New Construction | HVAC | Boiler < 300 kBtuh - ENERGY STAR | ENERGY STAR - 90% AFUE | Federal Standard 2012 Boiler - 82% AFUE | Yes | Yes. Impacted by the state energy code | Yes. Impacted by federal standards |  |  | Yes | In SPECTRUM
Commercial | Natural Gas Only | Existing and New Construction | HVAC | Boiler < 300 kBtuh - Premium Efficiency | Premium Efficiency - 94% AFUE | Federal Standard 2012 Boiler - 82% AFUE | Yes | Yes. Impacted by the state energy code | Yes. Impacted by federal standards |  |  | Yes | In SPECTRUM
Commercial | Natural Gas Only | Existing and New Construction | HVAC | Boiler < 300 kBtuh - ENERGY STAR 2020 Most Efficient | ENERGY STAR 2020 Most Efficient Boiler - 95% AFUE | Federal Standard 2012 Boiler - 82% AFUE | Updated | Yes. Impacted by the state energy code | Yes. Impacted by federal standards |  |  | Yes | In SPECTRUM
Commercial | Natural Gas Only | Existing and New Construction | HVAC | Boiler < 300 kBtuh - Advanced Efficiency | Advanced Efficiency - 97% AFUE | Federal Standard 2012 Boiler - 82% AFUE | Updated | Yes. Impacted by the state energy code | Yes. Impacted by federal standards |  |  | Yes | In SPECTRUM
Commercial | Natural Gas Only | Existing and New Construction | HVAC | Boiler >= 300 and <= 2,500 kBtuh - Federal Standard 2023 | Federal Standard 2023 Boiler - Thermal Efficiency Et = 79% | Federal Standard 2012 Boiler - Thermal Efficiency Et = 75% | Yes | Yes. Impacted by the state energy code | Yes. Impacted by federal standards |  |  | Yes | Similar Technology Measure Found In SPECTRUM
Commercial | Natural Gas Only | Existing and New Construction | HVAC | Boiler >= 300 and <= 2,500 kBtuh - High Efficiency | High Efficiency - Thermal Efficiency Et = 85% | Federal Standard 2012 Boiler - Thermal Efficiency Et = 75% | Yes | Yes. Impacted by the state energy code | Yes. Impacted by federal standards |  |  | Yes | In SPECTRUM
Commercial | Natural Gas Only | Existing and New Construction | HVAC | Boiler >= 300 and <= 2,500 kBtuh - Premium Efficiency | High Efficiency - Thermal Efficiency Et = 95% | Federal Standard 2012 Boiler - Thermal Efficiency Et = 75% | Yes | Yes. Impacted by the state energy code | Yes. Impacted by federal standards |  |  | Yes | In SPECTRUM
Commercial | Natural Gas Only | Existing and New Construction | HVAC | Furnace < 225 kBtuh - High Efficiency | High Efficiency - 92% AFUE Gas Furnaces (Non-Weatherized) | Federal Standard 2016 Furnace - 80% AFUE | Yes | Yes. Impacted by the state energy code | Yes. Impacted by federal standards |  |  | Yes | Similar Technology Measure Found In SPECTRUM
Commercial | Natural Gas Only | Existing and New Construction | HVAC | Furnace < 225 kBtuh - ENERGY STAR | ENERGY STAR - 95% AFUE Gas Furnaces (Non-Weatherized) | Federal Standard 2016 Furnace - 80% AFUE | Updated | Yes. Impacted by the state energy code | Yes. Impacted by federal standards |  |  | Yes | In SPECTRUM
Commercial | Natural Gas Only | Existing and New Construction | HVAC | Furnace < 225 kBtuh - ENERGY STAR 2020 Most Efficient | ENERGY STAR 2020 Most Efficient - 97% AFUE Gas Furnaces (Non-Weatherized) | Federal Standard 2016 Furnace - 80% AFUE | Updated | Yes. Impacted by the state energy code | Yes. Impacted by federal standards |  |  | Yes | In SPECTRUM
Commercial | Natural Gas Only | Existing and New Construction | Other | Pool Heater - Efficient | Efficient Pool Heater - 88% Efficient | Federal Standard 2014 Pool Heater - 82% Efficient | Yes | No. Not impacted by the state energy code | Yes. Impacted by federal standards
Commercial | Natural Gas Only | Existing and New Construction | Water Heat | Water Heater LE 55 Gal - Storage - ENERGY STAR | ENERGY STAR Storage Water Heater LE 55 Gal - EF 0.67 | Federal Standard 2015 Storage Water Heater LE 55 Gal - EF 0.615 | Yes | Yes. Impacted by the state energy code | Yes. Impacted by federal standards |  |  | Yes | Similar Technology Measure Found In SPECTRUM
Commercial | Natural Gas Only | Existing and New Construction | Water Heat | Water Heater LE 55 Gal - Condensing - High Efficiency | Condensing Water Heater LE 55 Gal - EF 0.85 | Federal Standard 2015 Storage Water Heater LE 55 Gal - EF 0.615 | Yes | Yes. Impacted by the state energy code | Yes. Impacted by federal standards |  |  | Yes | Similar Technology Measure Found In SPECTRUM
Commercial | Natural Gas Only | Existing and New Construction | Water Heat | Water Heater LE 55 Gal - Tankless - ENERGY STAR | ENERGY STAR Tankless Water Heater LE 55 Gal - EF 0.90 | Federal Standard 2015 Storage Water Heater LE 55 Gal - EF 0.615 | Yes | Yes. Impacted by the state energy code | Yes. Impacted by federal standards |  |  | Yes | In SPECTRUM
Commercial | Natural Gas Only | Existing and New Construction | Water Heat | Solar Assisted LE 55 Water Heating System | Complete solar (assisted) residential water heating system (freeze-protected and not), including collectors, pumps, and controllers | Federal Standard 2015 Storage Water Heater LE 55 Gal - EF 0.615 | Yes | Yes. Impacted by the state energy code | Yes. Impacted by federal standards
Commercial | Natural Gas Only | Existing and New Construction | Water Heat | Water Heater GT 55 Gal - Condensing - ENERGY STAR | ENERGY STAR Condensing Water Heater GT 55 Gal - TE 0.94 | Federal Standard 2015 Condensing Water Heater GT 55 Gal - TE 0.80 | Yes | Yes. Impacted by the state energy code | Yes. Impacted by federal standards |  |  | Yes | In SPECTRUM
Commercial | Natural Gas Only | Existing and New Construction | Water Heat | Water Heater GT 55 Gal - Condensing - High Efficiency | Condensing Water Heater GT 55 Gal - TE 0.90 | Federal Standard 2015 Condensing Water Heater GT 55 Gal - TE 0.80 | Yes | Yes. Impacted by the state energy code | Yes. Impacted by federal standards |  |  | Yes | In SPECTRUM
Commercial | Natural Gas Only | Existing and New Construction | Water Heat | Water Heater GT 55 Gal - Tankless - ENERGY STAR | ENERGY STAR Tankless Water Heater GT 55 Gal - TE 0.94 | Federal Standard 2015 Condensing Water Heater GT 55 Gal - TE 0.80 | Yes | Yes. Impacted by the state energy code | Yes. Impacted by federal standards |  |  | Yes | In SPECTRUM
Commercial | Natural Gas Only | Existing and New Construction | Water Heat | Solar Assisted GT 55 Water Heating System | Complete solar (assisted) residential water heating system (freeze-protected and not), including collectors, pumps, and controllers | Federal Standard 2015 Condensing Water Heater GT 55 Gal - TE 0.80 | Yes | Yes. Impacted by the state energy code | Yes. Impacted by federal standards
Commercial | Natural Gas Only | Existing and New Construction | Appliance | Dryer - ENERGY STAR (Residential Sized) | ENERGY STAR Dryer - CEF 3.48 (Gas Dryer) | Federal Standard 2016 Dryer - CEF/EF 2.84/3.30 (Gas Dryer) | Yes | No. Not impacted by the state energy code | Yes. Impacted by federal standards
Commercial | Electric and Natural Gas | Existing and New Construction | HVAC | Advanced Rooftop Unit Controller | Advanced Rooftop Unit Controller | Standard Controls | Added | No. Not impacted by the state energy code | No. Not impacted by federal standards |  |  | Yes | In SPECTRUM
Commercial | Electric and Natural Gas | Existing and New Construction | HVAC | Insulation - Ceiling - IECC 2015 - Zone 6 Above Code | R-35 c.i. | R-30 c.i. (IECC 2015 - Zone 6 Code) | Yes | Yes. Impacted by the state energy code | No. Not impacted by federal standards |  |  |  | Similar Technology Measure Found In SPECTRUM
Commercial | Electric and Natural Gas | Existing Construction Only | HVAC | Infiltration Reduction | Install Caulking And Weatherstripping (ACH 0.65) | Infiltration Conditions (ACH 1.0) | Yes | No. Not impacted by the state energy code | No. Not impacted by federal standards |  |  |  | In SPECTRUM
Commercial | Electric and Natural Gas | Existing and New Construction | HVAC | Windows - IECC 2015 - Zone 6 Above Code | U-0.29 | U-0.36 (IECC 2015 - Zone 6 Code) | Yes | Yes. Impacted by the state energy code | No. Not impacted by federal standards |  |  |  | Similar Technology Measure Found In SPECTRUM
Commercial | Electric Only | Existing Construction Only | HVAC | Cool Roofs | ENERGY STAR Cool Roof - Reflect Material (Reflectivity = 0.65) | Standard Roof | Yes | Yes. Impacted by the state energy code | No. Not impacted by federal standards
Commercial | Electric Only | Existing and New Construction | HVAC | Green Roof | Vegetation on Roof | Standard Dark Colored Roof | Yes | No. Not impacted by the state energy code | No. Not impacted by federal standards
Commercial | Electric Only | Existing and New Construction | Air Compressor | No Air Loss Drain | No Air Loss Drain | Electronic Solenoid/Timed Drains | Yes | No. Not impacted by the state energy code | No. Not impacted by federal standards |  |  | Yes | In SPECTRUM
Commercial | Electric Only | Existing and New Construction | Air Compressor | VFD Air Compressor Upgrade | VFD Compressor Upgrade | Modulating Air Compressor with Blow Down | Yes | No. Not impacted by the state energy code | No. Not impacted by federal standards |  |  |  | In SPECTRUM
Commercial | Electric Only | Existing and New Construction | Air Compressor | Dew Point Controls for Desiccant Dryers | Dew Point Controls for Desiccant Dryers | Standard Timer Controls | Added | No. Not impacted by the state energy code | No. Not impacted by federal standards |  |  | Yes
Commercial | Electric Only | Existing and New Construction | Air Compressor | Compressed Air Controller - Pressure/Flow Controller | Compressed Air Pressure/Flow Controller | No Control | Yes | No. Not impacted by the state energy code | No. Not impacted by federal standards |  |  | Yes
Commercial | Electric Only | Existing and New Construction | Air Compressor | Compressed Air Heat Recovery | Compressed Air Heat Recovery | No Heat Recovery | Yes | No. Not impacted by the state energy code | No. Not impacted by federal standards |  |  | Yes | In SPECTRUM
Commercial | Electric Only | Existing and New Construction | Air Compressor | Compressed Air System Leakage Reduction | Compressed Air System Leak Survey and Repair | No Leakage Survey | Yes | No. Not impacted by the state energy code | No. Not impacted by federal standards |  |  | Yes | In SPECTRUM
Commercial | Electric Only | Existing and New Construction | Air Compressor | Cycling Dryers | Cycling Dryer | Non-Cycling Dryer | Yes | No. Not impacted by the state energy code | No. Not impacted by federal standards |  |  | Yes | In SPECTRUM
Commercial | Electric Only | Existing and New Construction | Air Compressor | Mist Eliminators | Mist Eliminator Filter | General Purpose Filter | Yes | No. Not impacted by the state energy code | No. Not impacted by federal standards |  |  | Yes
Commercial | Electric Only | Existing and New Construction | Air Compressor | Engineered Nozzles | Compressed Air Engineered Nozzle | Standard Nozzle | Yes | No. Not impacted by the state energy code | No. Not impacted by federal standards |  |  | Yes
Commercial | Electric and Natural Gas | Existing and New Construction | Cooking | Fryers | ENERGY STAR Fryer | Non ENERGY STAR Fryer | Yes | No. Not impacted by the state energy code | No. Not impacted by federal standards |  |  | Yes | In SPECTRUM
Commercial | Electric and Natural Gas | Existing and New Construction | Cooking | Griddle | ENERGY STAR Griddle | Non ENERGY STAR Griddle | Yes | No. Not impacted by the state energy code | No. Not impacted by federal standards |  |  | Yes | In SPECTRUM
Commercial | Electric Only | Existing and New Construction | Cooking | Hot Food Holding Cabinet | ENERGY STAR Hot Food Holding Cabinet | Non ENERGY STAR Hot Food Holding Cabinet | Yes | No. Not impacted by the state energy code | No. Not impacted by federal standards |  |  | Yes
Commercial | Electric and Natural Gas | Existing and New Construction | Cooking | Convection Oven | ENERGY STAR Convection Oven | Non ENERGY STAR Convection Oven | Yes | No. Not impacted by the state energy code | No. Not impacted by federal standards |  |  | Yes | In SPECTRUM
Commercial | Electric and Natural Gas | Existing and New Construction | Cooking | Combination Oven | ENERGY STAR Combination Oven | Non ENERGY STAR Combination Oven | Yes | No. Not impacted by the state energy code | No. Not impacted by federal standards |  |  | Yes | In SPECTRUM
Commercial | Electric and Natural Gas | Existing and New Construction | Cooking | Steam Cooker | ENERGY STAR Steam Cooker | Non ENERGY STAR Steam Cooker | Yes | No. Not impacted by the state energy code | No. Not impacted by federal standards |  |  | Yes | In SPECTRUM
Commercial | Electric Only | Existing and New Construction | Cooking | Microwave - High Efficiency | High Efficiency Microwave | Federal Standard 2016 Microwave | Yes | No. Not impacted by the state energy code | Yes. Impacted by federal standards
Commercial | Electric Only | Existing and New Construction | Plug Load | Network PC Power Management | Network PC Power Management | No Power Management | Yes | No. Not impacted by the state energy code | No. Not impacted by federal standards
Commercial | Electric Only | Existing and New Construction | Plug Load | Internal Power Supply / Com - E Star | ENERGY STAR power supply for ENERGY STAR desktop | Intel 2004 required efficiency levels for internal power supplies | Yes | No. Not impacted by the state energy code | No. Not impacted by federal standards
Commercial | Electric Only | Existing and New Construction | Plug Load | Internal Power Supply / Server | 80 Plus power supply for Desktop Derived Server | Intel 2004 required efficiency levels for internal power supplies | Yes | No. Not impacted by the state energy code | No. Not impacted by federal standards
Commercial | Electric Only | Existing and New Construction | Plug Load | ENERGY STAR - Scanners | ENERGY STAR Scanners | Standard Scanner | Yes | No. Not impacted by the state energy code | No. Not impacted by federal standards
Commercial | Electric Only | Existing and New Construction | Plug Load | Advanced Power Strip - Load Sensing | Advanced Power Strip - Load Sensing | Standard Power Strip | Updated | No. Not impacted by the state energy code | No. Not impacted by federal standards | Behavioral Measure |  | Yes
Commercial | Electric Only | Existing and New Construction | Plug Load | Advanced Power Strip - Occupancy Sensor | Advanced Power Strip - Occupancy Sensor | Standard Power Strip | Updated | No. Not impacted by the state energy code | No. Not impacted by federal standards | Behavioral Measure |  | Yes
Commercial | Electric Only | Existing and New Construction | Embedded Data Center | IT Systems - Server Virtualization/Consolidation | Server Virtualization/Consolidation | Existing Conditions | Yes | No. Not impacted by the state energy code | No. Not impacted by federal standards
Commercial | Electric Only | Existing and New Construction | Embedded Data Center | IT Systems - Install Misters, Foggers, or Ultrasonic Humidifiers | Install Misters, Foggers, or Ultrasonic Humidifiers | Existing Conditions | Yes | No. Not impacted by the state energy code | No. Not impacted by federal standards
Commercial | Electric Only | Existing and New Construction | Embedded Data Center | IT Systems - Uninterruptible Power Supply Upgrade | Upgrade Uninterruptible Power Supply (UPS) | Standard Uninterruptible Power Supply (UPS) | Yes | No. Not impacted by the state energy code | No. Not impacted by federal standards |  |  | Yes
Commercial | Electric Only | Existing and New Construction | Embedded Data Center | IT Systems - Energy Efficient Data Storage Management | Energy Efficient Data Storage Management | Existing Conditions | Yes | No. Not impacted by the state energy code | No. Not impacted by federal standards | Behavioral Measure
Commercial | Electric Only | Existing and New Construction | Embedded Data Center | IT Systems - Hot or Cold Aisle Configuration | Hot or Cold Aisle Configuration | Existing Conditions | Yes | No. Not impacted by the state energy code | No. Not impacted by federal standards
Commercial | Electric Only | Existing and New Construction | Embedded Data Center | IT Systems - Hot or Cold Aisle Configuration with Containment | Hot or Cold Aisle Configuration with Containment (Strip Curtains or Rigid Enclosures) | Existing Conditions | Yes | No. Not impacted by the state energy code | No. Not impacted by federal standards
Commercial | Electric Only | Existing and New Construction | Embedded Data Center | IT Systems - Decommissioning of Unused Servers | Decommissioning of Unused Servers | Existing Conditions | Yes | No. Not impacted by the state energy code | No. Not impacted by federal standards
Commercial | Electric Only | Existing and New Construction | Other | Optimized Variable Volume Lab Hood Design | Optimized Variable Volume Lab Hood Design | Constant Volume Lab Hood Design | Yes | No. Not impacted by the state energy code | No. Not impacted by federal standards
Commercial | Electric and Natural Gas | Existing Construction Only | HVAC | Duct Repair and Sealing | Reduction In Duct Losses to 5 % | No Repair or Sealing 15% duct losses | Yes | No. Not impacted by the state energy code | No. Not impacted by federal standards
Commercial | Electric Only | Existing and New Construction | HVAC | Motor - VAV Box High Efficiency (ECM) | VAV Box High Efficiency (ECM) | Standard Efficiency Motor | Yes | No. Not impacted by the state energy code | No. Not impacted by federal standards
Commercial | Electric Only | Existing Construction Only | Water Heat | Variable Speed ECM Pump - Domestic Hot Water Recirculation | Domestic Hot Water Recirculation ECM Pump | Standard Efficiency Motor | Yes | Yes. Impacted by the state energy code | No. Not impacted by federal standards |  |  | Yes | In SPECTRUM
Commercial | Electric Only | Existing Construction Only | HVAC | Variable Speed ECM Pump - HVAC Space Heating Recirculation | HVAC Space Heating Recirculation ECM Pump | Standard Efficiency Motor | Yes | Yes. Impacted by the state energy code | No. Not impacted by federal standards |  |  | Yes | In SPECTRUM
Commercial | Electric Only | Existing Construction Only | HVAC | Variable Speed ECM Pump - HVAC Space Cooling Recirculation | HVAC Space Cooling Recirculation ECM Pump | Standard Efficiency Motor | Yes | Yes. Impacted by the state energy code | No. Not impacted by federal standards |  |  | Yes | In SPECTRUM
Commercial | Electric Only | Existing Construction Only | HVAC | Variable Speed ECM Pump - HVAC Heat Pump Recirculation | HVAC Heat Pump Recirculation ECM Pump | Standard Efficiency Motor | Yes | Yes. Impacted by the state energy code | No. Not impacted by federal standards |  |  | Yes | In SPECTRUM
Commercial | Electric Only | Existing Construction Only | HVAC | Cooling Tower Fan - Variable Speed Control | HVAC Fan System Installation with VSD | No Fan System VSD | Yes | Yes. Impacted by the state energy code | No. Not impacted by federal standards |  |  |  | In SPECTRUM
Commercial | Electric Only | Existing Construction Only | HVAC | Motor Rewind | >15, <500 HP | No Rewind | Yes | No. Not impacted by the state energy code | No. Not impacted by federal standards
Commercial | Electric Only | Existing and New Construction | HVAC | Motor - CEE Premium-Efficiency Plus | CEE PE+ Motor for HVAC Applications | NEMA Efficiency Motors | Yes | No. Not impacted by the state energy code | Yes. Impacted by federal standards
Commercial | Electric Only | Existing and New Construction | HVAC | Chilled Water Piping Loop with VSD Control | VSD for Secondary Chilled Water Loop | Primary Loop Only with Constant Speed Pump | Yes | No. Not impacted by the state energy code | No. Not impacted by federal standards |  |  |  | In SPECTRUM
Commercial | Electric Only | Existing and New Construction | HVAC | Chilled Water / Condenser Water Settings-Optimization | Additional Control Features | EMS already installed - No Optimization | Yes | No. Not impacted by the state energy code | No. Not impacted by federal standards |  |  |  | In SPECTRUM
Commercial | Electric Only | New Construction Only | HVAC | Active Chilled Beam Cooling with DOAS | Active Chilled Beam Cooling with DOAS | Standard Building Design | Yes | No. Not impacted by the state energy code | No. Not impacted by federal standards |  | Emerging Technology
Commercial | Electric Only | Existing Construction Only | HVAC | Convert Constant Volume Air System to VAV | Variable Volume Air System | Constant Volume Air System | Yes | Yes. Impacted by the state energy code | No. Not impacted by federal standards
Commercial | Electric Only | New Construction Only | HVAC | Natural Ventilation | Natural Ventilation Design Reduction in Cooling | None - Standard Ventilation | Yes | No. Not impacted by the state energy code | No. Not impacted by federal standards |  | Emerging Technology
Commercial | Electric and Natural Gas | Existing Construction Only | HVAC | Exhaust Air to Ventilation Air Heat Recovery | Exhaust Air to Ventilation Air Heat Recovery | No Heat Recovery | Yes | Yes. Impacted by the state energy code | No. Not impacted by federal standards |  |  | Yes | In SPECTRUM
Commercial | Electric and Natural Gas | Existing Construction Only | HVAC | Automated Ventilation VFD Control (Occupancy Sensors / CO2 Sensors) | Demand Controlled Ventilation (CO2 sensors) | Constant Ventilation | Yes | Yes. Impacted by the state energy code | No. Not impacted by federal standards |  |  | Yes | In SPECTRUM
Commercial | Electric Only | Existing Construction Only | HVAC | Automated Exhaust VFD Control - Parking Garage CO sensor | CO Sensors | No CO Sensors | Yes | Yes. Impacted by the state energy code | No. Not impacted by federal standards |  |  | Yes
Commercial | Electric Only | Existing and New Construction | HVAC and Lighting | Hotel Key Card Room Energy Control System | Key card system to control room HVAC and lighting during non-occupied periods | 325 sqft room, $100/room | Yes | No. Not impacted by the state energy code | No. Not impacted by federal standards | Behavioral Measure |  | Yes | In SPECTRUM
Commercial | Electric Only | Existing and New Construction | HVAC | Chilled Water Reset | Chilled Water Temperature Reset | Constant Chilled Water Temperature | Yes | No. Not impacted by the state energy code | No. Not impacted by federal standards |  |  |  | Similar Technology Measure Found In SPECTRUM
Commercial | Electric Only | Existing Construction Only | HVAC | Chiller - Pipe Insulation - Code | 1.0" of Insulation, assuming R-4 (Code) | Average Existing Conditions | Yes | Yes. Impacted by the state energy code | No. Not impacted by federal standards
Commercial | Electric Only | Existing and New Construction | HVAC | Chiller - Pipe Insulation - Above Code | 2.0" of Insulation, assuming R-8 | 1.0" of Insulation, assuming R-4 (Code) | Yes | Yes. Impacted by the state energy code | No. Not impacted by federal standards |  |  |  | Similar Technology Measure Found In SPECTRUM
Commercial | Electric and Natural Gas | Existing Construction Only | HVAC | Retrocommissioning | Retrocommissioning | Average Existing Conditions | Yes | No. Not impacted by the state energy code | No. Not impacted by federal standards |  |  | Yes | In SPECTRUM
Commercial | Electric and Natural Gas | Existing Construction Only | HVAC | Re-Commissioning | Re-Commissioning | Average Existing Conditions | Yes | No. Not impacted by the state energy code | No. Not impacted by federal standards |  |  |  | Similar Technology Measure Found In SPECTRUM
Commercial | Electric and Natural Gas | New Construction Only | HVAC | Commissioning | Commissioning | Installed Conditions without Commissioning | Yes | No. Not impacted by the state energy code | No. Not impacted by federal standards |  |  | Yes | In SPECTRUM
Commercial | Electric and Natural Gas | New Construction Only | HVAC | Continuous Commissioning | Continuous Commissioning | Installed Conditions without Commissioning | Yes | No. Not impacted by the state energy code | No. Not impacted by federal standards |  | Emerging Technology |  | Similar Technology Measure Found In SPECTRUM
Commercial | Electric and Natural Gas | Existing and New Construction | HVAC | Strategic Energy Management (SEM) | Identify Operations and Maintenance Improvements through Strategic Energy Management | Standard Practice | Yes | No. Not impacted by the state energy code | No. Not impacted by federal standards | Behavioral Measure |  |  | Similar Technology Measure Found In SPECTRUM
Commercial | Electric and Natural Gas | Existing Construction Only | HVAC | Programmable Thermostat | Programmable Thermostat | Manual Thermostat | Yes | Yes. Impacted by the state energy code | No. Not impacted by federal standards
Commercial | Electric and Natural Gas | Existing Construction Only | HVAC | Wi-Fi Thermostat | Wi-Fi Thermostat (Learning Type) | Manual Thermostat | Yes | Yes. Impacted by the state energy code | No. Not impacted by federal standards |  |  | Yes | In SPECTRUM
Commercial | Electric and Natural Gas | Existing and New Construction | HVAC | Wi-Fi Thermostat | Wi-Fi Thermostat (Learning Type) | Programmable Thermostat | Yes | Yes. Impacted by the state energy code | No. Not impacted by federal standards |  |  | Yes | In SPECTRUM
Commercial | Electric and Natural Gas | Existing Construction Only | HVAC | Wi-Fi Thermostat - Seasonal Savings | Wi-Fi Thermostat (Learning Type with Seasonal Savings) | Manual Thermostat | Added | Yes. Impacted by the state energy code | No. Not impacted by federal standards |  |  | Yes | In SPECTRUM
Commercial | Electric and Natural Gas | Existing and New Construction | HVAC | Wi-Fi Thermostat - Seasonal Savings | Wi-Fi Thermostat (Learning Type with Seasonal Savings) | Programmable Thermostat | Added | Yes. Impacted by the state energy code | No. Not impacted by federal standards |  |  | Yes | In SPECTRUM
Commercial | Electric and Natural Gas | Existing and New Construction | HVAC | Direct Digital Control System-Installation | Installation of EMS System | Pneumatic Controls | Yes | No. Not impacted by the state energy code | No. Not impacted by federal standards |  |  |  | In SPECTRUM
Commercial | Electric Only | Existing and New Construction | HVAC | Ductless Air Conditioner (DAC) | Ductless Air Conditioner - SEER/EER 18/12.5 | Federal Standard 2015 Room AC - CEER 10.9 (8,000-13,999 Btuh) | Yes | Yes. Impacted by the state energy code | Yes. Impacted by federal standards
Commercial | Electric Only | Existing and New Construction | HVAC | Ductless Heat Pump (DHP) | Ductless Heat Pump - SEER/EER 18/12.5, HSPF 10.0 | Standard Baseboard Heating - HSPF 3.41 | Yes | No. Not impacted by the state energy code | Yes. Impacted by federal standards
Commercial | Electric Only | Existing and New Construction | HVAC | Ductless Heat Pump (DHP) - ENERGY STAR 2020 Most Efficient | ENERGY STAR 2020 Most Efficient Ductless Heat Pump - SEER/EER 20/12.5, HSPF 10.0 | Standard Baseboard Heating - HSPF 3.41 | Updated | No. Not impacted by the state energy code | Yes. Impacted by federal standards
Commercial | Electric Only | Existing Construction Only | HVAC | Chilled Water Side Economizer | Install Economizer | No Economizer | Yes | Yes. Impacted by the state energy code | No. Not impacted by federal standards |  |  |  | Similar Technology Measure Found In SPECTRUM
Commercial | Electric Only | Existing Construction Only | HVAC | DX Package-Air Side Economizer | Air-Side Economizer | No Economizer | Yes | Yes. Impacted by the state energy code | No. Not impacted by federal standards |  |  |  | In SPECTRUM
Commercial | Electric Only | Existing Construction Only | HVAC | Economizer Optimization | Optimize Economizer | Existing Economizer | Yes | Yes. Impacted by the state energy code | No. Not impacted by federal standards |  |  | Yes | In SPECTRUM
Commercial | Electric Only | Existing Construction Only | HVAC | Exhaust Hood Makeup Air | Provide Makeup Air Directly at Exhaust Hood Instead of Pulling Conditioned Air | Hood Pulls Conditioned Air (No Make-up Air) | Yes | No. Not impacted by the state energy code | No. Not impacted by federal standards |  |  |  | In SPECTRUM
Commercial | Electric Only | Existing and New Construction | HVAC | Cooking Hood Controls | Demand-Ventilation Control | No Controls | Yes | No. Not impacted by the state energy code | No. Not impacted by federal standards
Commercial | Electric Only | Existing Construction Only | HVAC | Tune-up - DX Maintenance | DX Tune-up / Diagnostics - Refrigerant Charge Correction | No DX Tune-Up / Diagnostics | Yes | No. Not impacted by the state energy code | No. Not impacted by federal standards |  |  | Yes
Commercial | Electric Only | Existing Construction Only | HVAC | Tune-up - DX Maintenance | DX Tune-up / Diagnostics - Coil Cleaning | No DX Tune-Up / Diagnostics | Yes | No. Not impacted by the state energy code | No. Not impacted by federal standards |  |  | Yes
Commercial | Electric Only | Existing Construction Only | HVAC | Tune-up - Chiller Maintenance | Chiller Tune-up | Unmaintained Chiller | Yes | No. Not impacted by the state energy code | No. Not impacted by federal standards |  |  | Yes | In SPECTRUM
Commercial | Electric Only | Existing Construction Only | HVAC | Tune-up - Heat Pump Maintenance | Heat Pump Maintenance (Tune-up) - Coil Cleaning | Unmaintained Heat Pump | Yes | No. Not impacted by the state energy code | No. Not impacted by federal standards
Commercial | Electric Only | Existing Construction Only | HVAC | Tune-up - Heat Pump Maintenance | Heat Pump Maintenance (Tune-up) - Refrigerant Charge Correction | Unmaintained Heat Pump | Yes | No. Not impacted by the state energy code | No. Not impacted by federal standards
Commercial | Electric and Natural Gas | Existing and New Construction | HVAC | Reverse Cycle Chillers for Multi-Family | Reverse Cycle Chiller | Standard Electric Space or Water Heat | Yes | No. Not impacted by the state energy code | No. Not impacted by federal standards
Commercial | Electric Only | Existing and New Construction | HVAC | Water Source Heat Pump (>= 135 kBTU/hr and < 375 kBTU/hr) Cooling | 14 EER, 4.6 COP | Federal Standard 2018 - 11.6 IEER, 3.2 COP | Yes | Yes. Impacted by the state energy code | Yes. Impacted by federal standards
Commercial | Electric Only | Existing and New Construction | HVAC | Liquid Desiccant Air Conditioner (LDAC) | Liquid Desiccant Air Conditioner (LDAC) | Standard Efficiency Cooling DX | Yes | No. Not impacted by the state energy code | No. Not impacted by federal standards
Commercial | Electric Only | Existing and New Construction | HVAC | Automated Fault Detection and Diagnostics for Rooftop Units | Rooftop unit with automated fault detection and diagnostics capability | No Automated Fault Detection and Diagnostics | Yes | No. Not impacted by the state energy code | No. Not impacted by federal standards
Commercial | Electric Only | Existing Construction Only | Lighting | Occupancy Sensor Control | Occupancy Sensor Control | No Occupancy Sensor | Yes | Yes. Impacted by the state energy code | No. Not impacted by federal standards |  |  | Yes | In SPECTRUM
Commercial | Electric Only | Existing Construction Only | Lighting | Bi-Level Control, Stairwell Lighting | Occupancy Sensor Control, 50% Lighting Power during unoccupied Time | Continuous Full Power Lighting in Stairways | Yes | Yes. Impacted by the state energy code | No. Not impacted by federal standards |  |  | Yes | In SPECTRUM
Commercial | Electric Only | Existing Construction Only | Lighting | Bi-Level Control, Parking Garage Lighting | Occupancy Sensor Control, 50% Lighting Power during unoccupied Time | Continuous Full Power Lighting in Parking Garages | Yes | Yes. Impacted by the state energy code | No. Not impacted by federal standards |  |  | Yes | In SPECTRUM
Commercial | Electric Only | Existing Construction Only | Lighting | Dimming-Stepped, Fluorescent Fixtures | 3-stepped Dimming of Fluorescent Fixtures (Day-Lighting) | No Dimming Controls | Yes | No. Not impacted by the state energy code | No. Not impacted by federal standards |  |  | Yes | In SPECTRUM
Commercial | Electric Only | Existing Construction Only | Lighting | Dimming-Continuous, Fluorescent Fixtures | Continuous Dimming, Fluorescent Fixtures (Day-Lighting) | No Dimming Controls | Yes | No. Not impacted by the state energy code | No. Not impacted by federal standards |  |  | Yes | In SPECTRUM
Commercial | Electric Only | Existing Construction Only | Lighting | Daylighting Controls, Outdoors (Photocell) | Photocell | No Controls | Yes | Yes. Impacted by the state energy code | No. Not impacted by federal standards |  |  | Yes | In SPECTRUM
Commercial | Electric Only | Existing Construction Only | Lighting | Time Clock | Time Clock | No Controls | Yes | Yes. Impacted by the state energy code | No. Not impacted by federal standards
Commercial | Electric Only | Existing and New Construction | Lighting | Display Case LEDs (Open Cases) | Display Case LEDs (Open Cases) | Standard Case Lighting | Yes | No. Not impacted by the state energy code | No. Not impacted by federal standards |  |  | Yes | In SPECTRUM
Commercial | Electric Only | Existing and New Construction | Lighting | Display Case LEDs (Closed Cases) | Display Case LEDs (Closed Cases) | Standard Case Lighting | Yes | No. Not impacted by the state energy code | No. Not impacted by federal standards |  |  | Yes | In SPECTRUM
Commercial | Electric Only | Existing Construction Only | Lighting | Exit Sign - LED | LED Exit Sign | CFL Exit Sign | Yes | Yes. Impacted by the state energy code | No. Not impacted by federal standards |  |  | Yes | In SPECTRUM
Commercial | Electric Only | Existing and New Construction | Lighting | Exit Sign - Photoluminescent or Tritium | Photoluminescent or Tritium | LED Exit Sign | Yes | Yes. Impacted by the state energy code | No. Not impacted by federal standards |  |  | Yes | Similar Technology Measure Found In SPECTRUM
Commercial | Electric Only | Existing Construction Only | Lighting | LED Exterior - Screw Base LED - ENERGY STAR | ENERGY STAR LED | Backstop EISA 2020 Standard LED | Added | Yes. Impacted by the state energy code | Yes. Impacted by federal standards |  |  | Yes | In SPECTRUM | Add measure exterior screw base LED to match interior LED categories
Commercial | Electric Only | Existing Construction Only | Lighting | LED Exterior - Screw Base LED - CEE Tier 2 | CEE Tier 2 LED | Backstop EISA 2020 Standard LED | Added | Yes. Impacted by the state energy code | Yes. Impacted by federal standards |  |  | Yes | In SPECTRUM | Add measure exterior screw base LED to match interior LED categories
Commercial | Electric Only | Existing and New Construction | Lighting | LED Exterior Wall Pack | LED Exterior Wall Pack | HID Wall Pack Fixture | Yes | No. Not impacted by the state energy code | No. Not impacted by federal standards |  |  | Yes | In SPECTRUM
Commercial | Electric Only | Existing and New Construction | Lighting | LED Exterior Pole Mount Fixture | LED Exterior Pole Mount Fixture | HID Exterior Pole Mount Fixture | Yes | Yes. Impacted by the state energy code | No. Not impacted by federal standards |  |  | Yes | In SPECTRUM
Commercial | Electric Only | Existing and New Construction | Lighting | LED Exterior Flood Lights | LED Exterior Flood Lights | HID Exterior Flood Lights | Yes | Yes. Impacted by the state energy code | No. Not impacted by federal standards |  |  | Yes | In SPECTRUM
Commercial | Electric Only | Existing and New Construction | Lighting | LED Pathway Lights | LED Pathway Lights | Incandescent Pathway Lights | Yes | Yes. Impacted by the state energy code | No. Not impacted by federal standards |  |  | Yes | In SPECTRUM
Commercial | Electric Only | Existing and New Construction | Lighting | LED or equivalent sign lighting | LED or equivalent sign lighting | Replace fluorescent sign lighting | Yes | Yes. Impacted by the state energy code | No. Not impacted by federal standards |  |  | Yes | In SPECTRUM
Commercial | Electric Only | Existing and New Construction | Lighting | Parking - Covered Lighting | Covered Parking Lighting (LED) | Normal Lighting | Yes | Yes. Impacted by the state energy code | No. Not impacted by federal standards |  |  | Yes | In SPECTRUM
Commercial | Electric Only | Existing and New Construction | Plug Load | ENERGY STAR - Water Cooler | ENERGY STAR Water Cooler (Hot/Cold Water) | Non-ENERGY STAR Water Cooler | Yes | No. Not impacted by the state energy code | No. Not impacted by federal standards
Commercial | Electric Only | Existing Construction Only | Other | Pool Pump Timer | Pool Pump Timer | No Timer | Yes | Yes. Impacted by the state energy code | No. Not impacted by federal standards
Commercial | Electric Only | Existing and New Construction | Appliance | Ice Maker - ENERGY STAR | ENERGY STAR Ice Maker | Federal Standard 2018 Ice Maker | Updated | No. Not impacted by the state energy code | Yes. Impacted by federal standards |  |  | Yes | In SPECTRUM
Commercial | Electric Only | Existing Construction Only | Refrigeration | Case Replacement Med Temp | Case Replacement Med Temp | No replacement | Yes | No. Not impacted by the state energy code | Yes. Impacted by federal standards
Commercial | Electric Only | Existing Construction Only | Refrigeration | Case Replacement Low Temp | Case Replacement Low Temp | No replacement | Yes | No. Not impacted by the state energy code | Yes. Impacted by federal standards
Commercial | Electric Only | Existing and New Construction | Refrigeration | Walk-in Economizer | Add Economizer to Walk-in Cooler | No Economizer on Walk-in Cooler | Yes | No. Not impacted by the state energy code | No. Not impacted by federal standards |  |  |  | In SPECTRUM
Commercial | Electric Only | Existing and New Construction | Refrigeration | Vending Miser | Vending Machine Occupancy Sensor | No Vending Machine Controls | Yes | No. Not impacted by the state energy code | No. Not impacted by federal standards |  |  | Yes
Commercial | Electric Only | Existing and New Construction | Refrigeration | Night Covers for Display Cases | Night Covers for Display Cases | No Night Covers | Yes | No. Not impacted by the state energy code | No. Not impacted by federal standards |  |  | Yes | In SPECTRUM
Commercial | Electric Only | Existing Construction Only | Refrigeration | Display Case Motion Sensors | Display Case Motion Sensors | No Motion Sensors | Yes | No. Not impacted by the state energy code | No. Not impacted by federal standards |  |  |  | In SPECTRUM
Commercial | Electric Only | Existing Construction Only | Refrigeration | Anti-Sweat (Humidistat) Controls | Anti-Sweat (Humidistat) Controls | No Anti-Sweat (Humidistat) Controls | Yes | Yes. Impacted by the state energy code | No. Not impacted by federal standards |  |  | Yes | In SPECTRUM
Commercial | Electric Only | Existing Construction Only | Refrigeration | Demand Control Defrost - Hot Gas | Refrigerant Defrost | Defrost - Electric | Yes | No. Not impacted by the state energy code | No. Not impacted by federal standards |  |  | Yes | In SPECTRUM
Commercial | Electric Only | Existing and New Construction | Refrigeration | Solid Door ENERGY STAR Refrigerators/Freezers | Solid Door ENERGY STAR Refrigerators/Freezers | Standard Solid Door | Yes | No. Not impacted by the state energy code | Yes. Impacted by federal standards |  |  | Yes | In SPECTRUM
Commercial | Electric Only | Existing and New Construction | Refrigeration | Glass Door ENERGY STAR Refrigerators/Freezers | Glass Door ENERGY STAR Refrigerators/Freezers | Standard Glass Doors | Yes | No. Not impacted by the state energy code | Yes. Impacted by federal standards |  |  | Yes | In SPECTRUM
Commercial | Electric Only | Existing and New Construction | Refrigeration | Evaporator Fan Controller - Medium Temp | ECM Evaporator Fan Controller - Medium Temp | No Controller | Yes | Yes. Impacted by the state energy code | No. Not impacted by federal standards |  |  | Yes | In SPECTRUM
Commercial | Electric Only | Existing and New Construction | Refrigeration | Evaporator Fan Controller - Low Temp | ECM Evaporator Fan Controller - Low Temp | No Controller | Yes | Yes. Impacted by the state energy code | No. Not impacted by federal standards |  |  | Yes | In SPECTRUM
Commercial | Electric Only | Existing Construction Only | Refrigeration | Floating Condenser Head Pressure Controls | Floating Condenser Head Pressure Controls | No Floating Condenser Head Pressure Controls | Yes | No. Not impacted by the state energy code | No. Not impacted by federal standards |  |  | Yes | In SPECTRUM
Commercial | Electric Only | Existing Construction Only | Refrigeration | Walk-In Electronically Commutated Motor | ECM Condenser Fans - Medium Temp | Standard Efficiency Motor | Yes | Yes. Impacted by the state energy code | No. Not impacted by federal standards |  |  | Yes | In SPECTRUM
Commercial | Electric Only | Existing Construction Only | Refrigeration | Walk-In Electronically Commutated Motor | ECM Condenser Fans - Low Temp | Standard Efficiency Motor | Yes | Yes. Impacted by the state energy code | No. Not impacted by federal standards |  |  | Yes | In SPECTRUM
Commercial | Electric Only | Existing Construction Only | Refrigeration | Walk-In Electronically Commutated Motor | ECM Evaporator Fans - Medium Temp | Standard Efficiency Motor | Yes | Yes. Impacted by the state energy code | No. Not impacted by federal standards |  |  | Yes | In SPECTRUM
Commercial | Electric Only | Existing Construction Only | Refrigeration | Walk-In Electronically Commutated Motor | ECM Evaporator Fans - Low Temp | Standard Efficiency Motor | Yes | Yes. Impacted by the state energy code | No. Not impacted by federal standards |  |  | Yes | In SPECTRUM
Commercial | Electric Only | Existing Construction Only | Refrigeration | Display Case Electronically Commutated Motor - Medium Temp | ECM Evaporator Fans - Medium Temp | Standard Efficiency Motor | Yes | No. Not impacted by the state energy code | No. Not impacted by federal standards |  |  | Yes | In SPECTRUM
Commercial | Electric Only | Existing Construction Only | Refrigeration | Display Case Electronically Commutated Motor - Low Temp | ECM Evaporator Fans - Low Temp | Standard Efficiency Motor | Yes | No. Not impacted by the state energy code | No. Not impacted by federal standards |  |  | Yes | In SPECTRUM
Commercial | Electric Only | Existing Construction Only | Refrigeration | Strip Curtains for Walk-Ins | Strip Curtains for Walk-Ins | No Strip Curtains for Walk-In | Yes | Yes. Impacted by the state energy code | No. Not impacted by federal standards |  |  | Yes | In SPECTRUM
Commercial | Electric Only | Existing and New Construction | Refrigeration | Refrigeration Commissioning or Re-commissioning | Commissioning / Re-commissioning | No Commissioning / Re-commissioning | Yes | No. Not impacted by the state energy code | No. Not impacted by federal standards |  |  |  | Similar Technology Measure Found In SPECTRUM
Commercial | Electric Only | Existing and New Construction | Refrigeration | No Heat Case Doors | No Heat Case Doors | Anti-Sweat Heaters running constantly | Yes | No. Not impacted by the state energy code | No. Not impacted by federal standards |  |  | Yes | In SPECTRUM
Commercial | Electric Only | Existing and New Construction | Refrigeration | Add Doors to Refrigerated Open Display Cases | Add Doors to Refrigerated Open Display Cases | Standard Refrigerated Open Display Cases | Yes | No. Not impacted by the state energy code | No. Not impacted by federal standards |  |  | Yes | In SPECTRUM
Commercial | Electric Only | Existing Construction Only | Appliance | Residential Refrigerator Recycling and Replacement | Recycling Existing Refrigerator and Replacing with a Federal Standard Unit | Existing Refrigerator | Yes | No. Not impacted by the state energy code | Yes. Impacted by federal standards
Commercial | Electric Only | Existing Construction Only | Appliance | Residential Freezer Recycling and Replacement | Recycling Existing Freezer and Replacing with a Federal Standard Unit | Existing Freezer | Yes | No. Not impacted by the state energy code | Yes. Impacted by federal standards
Commercial | Electric and Natural Gas | Existing Construction Only | Water Heat | Domestic Hot Water Pipe Insulation - Code | 1.0" of Insulation, assuming R-4 (Code) | No Insulation | Yes | Yes. Impacted by the state energy code | No. Not impacted by federal standards |  |  |  | Similar Technology Measure Found In SPECTRUM
Commercial | Electric and Natural Gas | Existing and New Construction | Appliance | Clothes Washer Commercial | ENERGY STAR Commercial Clothes Washer - MEF = 2.43, WF = 4.0 | Commercial 2013 Federal Standard Clothes Washer - MEF = 1.6, WF = 8.5 | Yes | No. Not impacted by the state energy code | Yes. Impacted by federal standards
Commercial | Electric and Natural Gas | Existing and New Construction | Appliance | Clothes Washer - Ozonating | Ozonating Clothes Washer | Commercial 2013 Federal Standard Clothes Washer - MEF = 1.6, WF = 8.5 | Yes | No. Not impacted by the state energy code | Yes. Impacted by federal standards
Commercial | Electric Only | Existing and New Construction | Appliance | Clothes Washer (Front Loading) - ENERGY STAR | ENERGY STAR Clothes Washer (Front Loading) - IMEF 2.38 and IWF 3.7 (Electric DHW & Dryer) | Federal Standard 2018 Clothes Washer (Front Loading) - IMEF 1.84 and IWF 4.7 (Electric DHW & Dryer) | Updated | No. Not impacted by the state energy code | Yes. Impacted by federal standards
Commercial | Electric Only | Existing and New Construction | Appliance | Clothes Washer (Front Loading) - CEE Tier 1 | CEE Tier 1 Clothes Washer (Front Loading) - IMEF 2.76 and IWF 3.2 (Electric DHW & Dryer) | Federal Standard 2018 Clothes Washer (Front Loading) - IMEF 1.84 and IWF 4.7 (Electric DHW & Dryer) | Updated | No. Not impacted by the state energy code | Yes. Impacted by federal standards
Commercial | Electric Only | Existing and New Construction | Appliance | Clothes Washer (Front Loading) - ENERGY STAR 2020 Most Efficient | ENERGY STAR 2020 Most Efficient Clothes Washer (Front Loading) - IMEF 2.92 and IWF 3.2 (Electric DHW & Dryer) | Federal Standard 2018 Clothes Washer (Front Loading) - IMEF 1.84 and IWF 4.7 (Electric DHW & Dryer) | Updated | No. Not impacted by the state energy code | Yes. Impacted by federal standards
Commercial | Electric Only | Existing and New Construction | Appliance | Clothes Washer (Front Loading) - CEE Advanced Tier | CEE Advanced Tier Clothes Washer (Front Loading) - IMEF 3.1 and IWF 3.0 (Electric DHW & Dryer) | Federal Standard 2018 Clothes Washer (Front Loading) - IMEF 1.84 and IWF 4.7 (Electric DHW & Dryer) | Updated | No. Not impacted by the state energy code | Yes. Impacted by federal standards
Commercial | Electric Only | Existing and New Construction | Appliance | Clothes Washer (Top Loading) - ENERGY STAR | ENERGY STAR Clothes Washer (Top Loading) - IMEF 2.06 and IWF 4.3 (Electric DHW & Dryer) | Federal Standard 2018 Clothes Washer (Top Loading) - IMEF 1.57 and IWF 6.5 (Electric DHW & Dryer) | Updated | No. Not impacted by the state energy code | Yes. Impacted by federal standards
Commercial | Electric Only | Existing and New Construction | Appliance | Clothes Washer (Top Loading) - CEE Tier 1 | CEE Tier 1 Clothes Washer (Top Loading) - IMEF 2.76 and IWF 3.2 (Electric DHW & Dryer) | Federal Standard 2018 Clothes Washer (Top Loading) - IMEF 1.57 and IWF 6.5 (Electric DHW & Dryer) | Updated | No. Not impacted by the state energy code | Yes. Impacted by federal standards
Commercial | Electric Only | Existing and New Construction | Appliance | Clothes Washer (Top Loading) - ENERGY STAR 2020 Most Efficient | ENERGY STAR 2020 Most Efficient Clothes Washer (Top Loading) - IMEF 2.92 and IWF 3.2 (Electric DHW & Dryer) | Federal Standard 2018 Clothes Washer (Top Loading) - IMEF 1.57 and IWF 6.5 (Electric DHW & Dryer) | Updated | No. Not impacted by the state energy code | Yes. Impacted by federal standards
Commercial | Electric Only | Existing and New Construction | Appliance | Clothes Washer (Top Loading) - CEE Advanced Tier | CEE Advanced Tier Clothes Washer (Top Loading) - IMEF 3.1 and IWF 3.0 (Electric DHW & Dryer) | Federal Standard 2018 Clothes Washer (Top Loading) - IMEF 1.57 and IWF 6.5 (Electric DHW & Dryer) | Updated | No. Not impacted by the state energy code | Yes. Impacted by federal standards
Commercial | Electric and Natural Gas | Existing and New Construction | Appliance | Dishwashing - Commercial - Low Temp | Low-Temp Commercial Dishwasher (Includes Extra Chemical Cost) - (ENERGY STAR) | Standard High Temp Commercial Dishwasher | Yes | No. Not impacted by the state energy code | Yes. Impacted by federal standards |  |  | Yes | In SPECTRUM
Commercial | Electric and Natural Gas | Existing and New Construction | Appliance | Dishwashing - Commercial - High Temp | High Efficiency Dishwasher (ENERGY STAR) | Standard High Temp Commercial Dishwasher | Yes | No. Not impacted by the state energy code | Yes. Impacted by federal standards |  |  | Yes | In SPECTRUM
Commercial | Electric and Natural Gas | Existing and New Construction | Appliance | Dishwasher - ENERGY STAR (Residential Sized) | ENERGY STAR Dishwasher - 270 kWh/yr and 3.55 gal/cycle | Federal Standard 2014 Dishwasher - 307 kWh/yr and 5.0 gal/cycle | Yes | No. Not impacted by the state energy code | Yes. Impacted by federal standards
Commercial | Electric and Natural Gas | Existing and New Construction | Appliance | Dishwasher - ENERGY STAR 2020 Most Efficient (Residential Sized) | ENERGY STAR 2020 Most Efficient Dishwasher - 240 kWh/yr and 3.2 gal/cycle | Federal Standard 2014 Dishwasher - 307 kWh/yr and 5.0 gal/cycle | Updated | No. Not impacted by the state energy code | Yes. Impacted by federal standards
Commercial | Electric and Natural Gas | Existing and New Construction | Water Heat | Ultrasonic Faucet Control | Install Ultrasonic Motion Faucet Control | No Faucet Control | Yes | No. Not impacted by the state energy code | No. Not impacted by federal standards
Commercial | Electric and Natural Gas | Existing and New Construction | Water Heat | Water Cooled Refrigeration with Heat Recovery | Heat Recovery from Refrigeration System - Applied to Water Heating End Use | No Heat Recovery | Yes | No. Not impacted by the state energy code | No. Not impacted by federal standards
Commercial | Electric and Natural Gas | Existing Construction Only | Water Heat | Low-Flow Showerheads | 2.5 GPM (Federal Code) | 3.0 GPM | Yes | No. Not impacted by the state energy code | Yes. Impacted by federal standards
Commercial | Electric and Natural Gas | Existing and New Construction | Water Heat | Low-Flow Showerheads | 2.0 GPM | 2.5 GPM (Federal Code) | Yes | No. Not impacted by the state energy code | Yes. Impacted by federal standards
Commercial | Electric and Natural Gas | Existing and New Construction | Water Heat | Low-Flow Showerheads | 1.75 GPM | 2.5 GPM (Federal Code) | Yes | No. Not impacted by the state energy code | Yes. Impacted by federal standards
Commercial | Electric and Natural Gas | Existing and New Construction | Water Heat | Low-Flow Showerheads | 1.5 GPM | 2.5 GPM (Federal Code) | Yes | No. Not impacted by the state energy code | Yes. Impacted by federal standards
Commercial | Electric and Natural Gas | Existing Construction Only | Water Heat | Low-Flow Faucet Aerators | 2.2 GPM (Federal Code) | 2.5 GPM | Yes | No. Not impacted by the state energy code | Yes. Impacted by federal standards |  |  | Yes | Similar Technology Measure Found In SPECTRUM
Commercial | Electric and Natural Gas | Existing and New Construction | Water Heat | Low-Flow Faucet Aerators | 1.5 GPM | 2.2 GPM (Federal Code) | Yes | No. Not impacted by the state energy code | Yes. Impacted by federal standards |  |  | Yes | In SPECTRUM
Commercial | Electric and Natural Gas | Existing and New Construction | Water Heat | Low-Flow Faucet Aerators | 1.0 GPM | 2.2 GPM (Federal Code) | Yes | No. Not impacted by the state energy code | Yes. Impacted by federal standards |  |  | Yes | In SPECTRUM
Commercial | Electric and Natural Gas | Existing and New Construction | Water Heat | Low-Flow Faucet Aerators | 0.5 GPM | 2.2 GPM (Federal Code) | Yes | No. Not impacted by the state energy code | Yes. Impacted by federal standards |  |  | Yes | Similar Technology Measure Found In SPECTRUM
Commercial | Electric and Natural Gas | Existing Construction Only | Water Heat | Water Heater Tank Wrap | Add R-10 Tank Wrap | No Tank Wrap | Yes | No. Not impacted by the state energy code | No. Not impacted by federal standards
Commercial | Electric and Natural Gas | Existing and New Construction | Water Heat | Water Heater Setback Thermostat | Set Water Heater to 120F | No Setback | Yes | No. Not impacted by the state energy code | No. Not impacted by federal standards
Commercial | Electric and Natural Gas | Existing Construction Only | Water Heat | Drainwater Heat Recovery Water Heater | Install Heat Recovery Water Heater | No Heat Recovery System | Yes | No. Not impacted by the state energy code | No. Not impacted by federal standards
Commercial | Electric and Natural Gas | Existing and New Construction | Water Heat | Low-Flow Pre-Rinse Spray Valves - CEE Tier 2 | 0.65 GPM | 1.28 GPM (2020 Federal Standard) | Updated | No. Not impacted by the state energy code | Yes. Impacted by federal standards |  |  |  | In SPECTRUM
Commercial | Electric and Natural Gas | Existing Construction Only | Water Heat | Hot Water Circulation Insulation - Code | R-3 | No Insulation | Yes | Yes. Impacted by the state energy code | Yes. Impacted by federal standards
Commercial | Electric Only | Existing and New Construction | Lighting | Advanced Lighting and Controls Design | Advanced Lighting and Controls Design based on Design Lights Consortium Commercial Advanced Lighting Controls (CALC) Project | Standard Lighting and Controls Design | Yes | No. Not impacted by the state energy code | No. Not impacted by federal standards |  | Emerging Technology | Yes | In SPECTRUM
Commercial | Electric Only | Existing and New Construction | HVAC | HVAC Variable Refrigerant Flow | Upgrade HVAC Equipment to Variable Refrigerant Flow Systems | Standard HVAC Equipment | Yes | No. Not impacted by the state energy code | No. Not impacted by federal standards
Commercial | Electric Only | Existing and New Construction | Appliance | Dehumidifier - ENERGY STAR | ENERGY STAR Dehumidifier | Federal Standard 2013 Dehumidifier | Yes | No. Not impacted by the state energy code | Yes. Impacted by federal standards
Commercial | Electric Only | Existing and New Construction | Appliance | Dehumidifier - ENERGY STAR 2020 Most Efficient | ENERGY STAR 2020 Most Efficient Dehumidifier | Federal Standard 2013 Dehumidifier | Added | No. Not impacted by the state energy code | Yes. Impacted by federal standards
Commercial | Electric and Natural Gas | Existing and New Construction | HVAC | Indirect information feedback | Indirect information feedback | Standard Practice | Yes | No. Not impacted by the state energy code | No. Not impacted by federal standards
Commercial | Electric and Natural Gas | Existing Construction Only | HVAC | Insulation - Ceiling - IECC 2015 - Zone 6 Code | R-30 c.i. (IECC 2015 - Zone 6 Code) | Average Existing Conditions - IECC Zone 6 | Yes | Yes. Impacted by the state energy code | No. Not impacted by federal standards |  |  |  | In SPECTRUM
Commercial | Electric and Natural Gas | Existing Construction Only | HVAC | Insulation - Ceiling - IECC 2015 - Zone 7 Code | R-35 c.i. (IECC 2015 - Zone 7 Code) | Average Existing Conditions - IECC Zone 7 | Yes | Yes. Impacted by the state energy code | No. Not impacted by federal standards |  |  |  | In SPECTRUM
Commercial | Electric and Natural Gas | Existing Construction Only | HVAC | Insulation - Duct - IECC 2015 - Zone 6 and 7 Code | R-12 (IECC 2015 - Zone 6 and 7 Code) | Average Existing Conditions | Yes | Yes. Impacted by the state energy code | No. Not impacted by federal standards
Commercial | Electric and Natural Gas | Existing and New Construction | HVAC | Insulation - Floor (non-slab) - IECC 2015 - Zone 6 Above Code | R-38 | R-30 (IECC 2015 - Zone 6 Code) | Yes | Yes. Impacted by the state energy code | No. Not impacted by federal standards
Commercial | Electric and Natural Gas | Existing Construction Only | HVAC | Insulation - Floor (non-slab) - IECC 2015 - Zone 6 Code | R-30 (IECC 2015 - Zone 6 Code) | Average Existing Conditions - IECC Zone 6 | Yes | Yes. Impacted by the state energy code | No. Not impacted by federal standards
Commercial | Electric and Natural Gas | Existing Construction Only | HVAC | Insulation - Floor (non-slab) - IECC 2015 - Zone 7 Code | R-38 (IECC 2015 - Zone 7 Code) | Average Existing Conditions - IECC Zone 7 | Yes | Yes. Impacted by the state energy code | No. Not impacted by federal standards
Commercial | Electric and Natural Gas | Existing and New Construction | HVAC | Insulation - Wall - IECC 2015 - Zone 6 and 7 Above Code | R-13 + 15.6 c.i. | R-13 + 7.5 c.i. (IECC 2015 - Zone 6 and 7 Code) | Yes | Yes. Impacted by the state energy code | No. Not impacted by federal standards
Commercial | Electric and Natural Gas | Existing Construction Only | HVAC | Insulation - Wall - IECC 2015 - Zone 6 and 7 Code | R-13 + 7.5 c.i. (IECC 2015 - Zone 6 and 7 Code) | Average Existing Conditions - IECC Zone 7 | Yes | Yes. Impacted by the state energy code | No. Not impacted by federal standards
Commercial | Electric and Natural Gas | Existing Construction Only | HVAC | Insulation - Wall - IECC 2015 - Zone 6 and 7 Code | R-13 + 7.5 c.i. (IECC 2015 - Zone 6 and 7 Code) | Average Existing Conditions - IECC Zone 6 | Yes | Yes. Impacted by the state energy code | No. Not impacted by federal standards
Commercial | Electric and Natural Gas | Existing Construction Only | HVAC | Windows - IECC 2015 - Zone 6 Code | U-0.36 (IECC 2015 - Zone 6 Code) | Average Existing Conditions - IECC Zone 6 | Yes | Yes. Impacted by the state energy code | No. Not impacted by federal standards |  |  |  | In SPECTRUM
Commercial | Electric and Natural Gas | Existing Construction Only | HVAC | Windows - IECC 2015 - Zone 7 Code | U-0.29 (IECC 2015 - Zone 7 Code) | Average Existing Conditions - IECC Zone 7 | Yes | Yes. Impacted by the state energy code | No. Not impacted by federal standards |  |  |  | In SPECTRUM
Commercial | Electric and Natural Gas | Existing and New Construction | HVAC | Windows - IECC 2015 - Zone 6 and 7 Above Code | U-0.25 | U-0.36 (IECC 2015 - Zone 6 Code) | Yes | Yes. Impacted by the state energy code | No. Not impacted by federal standards |  |  |  | Similar Technology Measure Found In SPECTRUM
Commercial | Electric and Natural Gas | Existing and New Construction | HVAC | Windows - IECC 2015 - Zone 6 and 7 Above Code | U-0.25 | U-0.29 (IECC 2015 - Zone 7 Code) | Yes | Yes. Impacted by the state energy code | No. Not impacted by federal standards |  |  |  | Similar Technology Measure Found In SPECTRUM
Commercial | Electric and Natural Gas | Existing Construction Only | HVAC | Behavioral Energy Management | Delivering Energy Efficiency Together (DEET) for Schools and Government | Standard Practice | Yes | No. Not impacted by the state energy code | No. Not impacted by federal standards | Behavioral Measure |  | Yes | In SPECTRUM
Commercial | Electric Only | Existing Construction Only | HVAC | Cooling Tower-VSD Fan Control | Cooling Tower-VSD Fan Control | Cooling Tower-Two-Speed Fan Motor | Yes | Yes. Impacted by the state energy code | No. Not impacted by federal standards
Commercial | Electric Only | Existing Construction Only | HVAC | Pump System - Chiller - Variable Speed Control | Pump System - Chiller - Variable Speed Control | No Chiller Pump System VSD | Yes | Yes. Impacted by the state energy code | No. Not impacted by federal standards |  |  |  | Similar Technology Measure Found In SPECTRUM
Commercial | Electric Only | Existing Construction Only | HVAC | Pump System - HVAC Heating Pump - Variable Speed Control | Pump System - HVAC Heating Pump - Variable Speed Control | No HVAC Pump System VSD | Yes | Yes. Impacted by the state energy code | No. Not impacted by federal standards |  |  |  | In SPECTRUM
Commercial | Electric Only | Existing Construction Only | HVAC | Fan System - HVAC - Variable Speed Control | Fan System - HVAC - Variable Speed Control | No HVAC Fan System VSD | Yes | Yes. Impacted by the state energy code | No. Not impacted by federal standards |  |  |  | In SPECTRUM
Commercial | Natural Gas Only | Existing and New Construction | HVAC | Garage Door Hinges - Spring-Loaded | Spring-Loaded Garage Door Hinges | Standard Garage Door Hinges | Yes | Yes. Impacted by the state energy code | No. Not impacted by federal standards |  | Emerging Technology | Yes | In SPECTRUM
Commercial | Natural Gas Only | Existing and New Construction | HVAC | Gas Dryer with Modulating Controls | Add Modulating Fuel Line Controller to Gas Dryers | Standard Dryer | Yes | No. Not impacted by the state energy code | No. Not impacted by federal standards |  |  | Yes
Commercial | Natural Gas Only | Existing and New Construction | Cooking | Rack Oven | ENERGY STAR Rack Oven | Non ENERGY STAR Rack Oven | Yes | No. Not impacted by the state energy code | No. Not impacted by federal standards |  |  | Yes
Commercial | Natural Gas Only | Existing and New Construction | Cooking | Broiler | Infrared Cooking Broiler (37% Cooking Efficiency) | Standard Broiler | Yes | No. Not impacted by the state energy code | No. Not impacted by federal standards |  |  |  | Similar Technology Measure Found In SPECTRUM
Commercial | Natural Gas Only | Existing and New Construction | Cooking | Broiler - Salamander | Efficient Salamander Broiler | Standard Salamander Broiler | Added | No. Not impacted by the state energy code | No. Not impacted by federal standards |  |  | Yes | In SPECTRUM
Commercial | Natural Gas Only | Existing and New Construction | Cooking | Conveyor Oven | High Efficiency Conveyor Oven (42% Cooking Efficiency) | Standard Conveyor Oven | Yes | No. Not impacted by the state energy code | No. Not impacted by federal standards
Commercial | Natural Gas Only | Existing and New Construction | HVAC | Boiler Oxygen Trim Controls | Add Oxygen Trim Controls to Boiler (TEMP-A-TRIM) | Standard Boiler Operation | Yes | No. Not impacted by the state energy code | No. Not impacted by federal standards |  | Emerging Technology | Yes | In SPECTRUM
Commercial | Natural Gas Only | Existing Construction Only | HVAC | Tune-up - Boiler Maintenance | Boiler Maintenance (Tune-up) | Unmaintained Boiler | Yes | No. Not impacted by the state energy code | No. Not impacted by federal standards |  |  | Yes | In SPECTRUM
Commercial | Natural Gas Only | Existing Construction Only | HVAC | Tune-up - Furnace Maintenance | Furnace Maintenance (Tune-up) | Unmaintained Furnace | Yes | No. Not impacted by the state energy code | No. Not impacted by federal standards |  |  | Yes | Similar Technology Measure Found In SPECTRUM
Commercial | Natural Gas Only | Existing Construction Only | HVAC | Boiler - Economizer | Economizer | No Economizer | Yes | No. Not impacted by the state energy code | No. Not impacted by federal standards |  |  |  | Similar Technology Measure Found In SPECTRUM
Commercial | Natural Gas Only | Existing Construction Only | HVAC | Boiler - Pipe Insulation - Code | 2.5" of Insulation, assuming R-9.0 | Average Existing Conditions | Yes | Yes. Impacted by the state energy code | No. Not impacted by federal standards |  |  | Yes | In SPECTRUM
Commercial | Natural Gas Only | Existing and New Construction | HVAC | Boiler - Pipe Insulation - Above Code | 3.5" of Insulation, assuming R-13 | 2.5" of Insulation, assuming R-9.0 (Code) | Yes | Yes. Impacted by the state energy code | No. Not impacted by federal standards |  |  | Yes | In SPECTRUM
Commercial | Natural Gas Only | Existing Construction Only | HVAC | Boiler Controls - Reset Temperature Control | Boiler Reset Controls | No Boiler Temperature Reset Controls | Updated | Yes. Impacted by the state energy code | No. Not impacted by federal standards |  |  | Yes | In SPECTRUM
Commercial | Natural Gas Only | Existing Construction Only | HVAC | Boiler Controls - Linkageless | Linkageless Boiler Controls | Standard Boiler Controls | Added | Yes. Impacted by the state energy code | No. Not impacted by federal standards |  |  | Yes | In SPECTRUM
Commercial | Natural Gas Only | Existing and New Construction | HVAC | Boiler Draft Fan - VFD | VFD Boiler Draft Fan | Standard Boiler Fan | Yes | No. Not impacted by the state energy code | No. Not impacted by federal standards |  |  | Yes | In SPECTRUM
Commercial | Natural Gas Only | Existing Construction Only | HVAC | Steam Trap Repair | Steam Trap Repair | Existing Steam Trap with no maintenance | Yes | No. Not impacted by the state energy code | No. Not impacted by federal standards |  |  | Yes | In SPECTRUM
Commercial | Natural Gas Only | Existing and New Construction | HVAC and Water Heat | Integrated Space Heating and Water Heating | 95% AFUE or Above | Standard Boiler AFUE 90% and Water Heater EF = 0.62 | Yes | Yes. Impacted by the state energy code | Yes. Impacted by federal standards
Commercial | Natural Gas Only | Existing Construction Only | Other | Spa Covers | R-14 | No Cover | Yes | No. Not impacted by the state energy code | No. Not impacted by federal standards
Commercial | Natural Gas Only | Existing Construction Only | Other | Swimming Pool Covers | Swimming Pool with Cover | No Cover | Yes | No. Not impacted by the state energy code | No. Not impacted by federal standards
Commercial | Natural Gas Only | Existing and New Construction | Appliance | Clothes Washer (Front Loading) - ENERGY STAR | ENERGY STAR Clothes Washer (Front Loading) - IMEF 2.38 and IWF 3.7 (Gas DHW & Dryer) | Federal Standard 2018 Clothes Washer (Front Loading) - IMEF 1.84 and IWF 4.7 (Gas DHW & Dryer) | Updated | No. Not impacted by the state energy code | Yes. Impacted by federal standards
Commercial | Natural Gas Only | Existing and New Construction | Appliance | Clothes Washer (Front Loading) - CEE Tier 1 | CEE Tier 1 Clothes Washer (Front Loading) - IMEF 2.76 and IWF 3.2 (Gas DHW & Dryer) | Federal Standard 2018 Clothes Washer (Front Loading) - IMEF 1.84 and IWF 4.7 (Gas DHW & Dryer) | Updated | No. Not impacted by the state energy code | Yes. Impacted by federal standards
Commercial | Natural Gas Only | Existing and New Construction | Appliance | Clothes Washer (Front Loading) - ENERGY STAR 2020 Most Efficient | ENERGY STAR 2020 Most Efficient Clothes Washer (Front Loading) - IMEF 2.92 and IWF 3.2 (Gas DHW & Dryer) | Federal Standard 2018 Clothes Washer (Front Loading) - IMEF 1.84 and IWF 4.7 (Gas DHW & Dryer) | Updated | No. Not impacted by the state energy code | Yes. Impacted by federal standards
Commercial | Natural Gas Only | Existing and New Construction | Appliance | Clothes Washer (Front Loading) - CEE Advanced Tier | CEE Advanced Tier Clothes Washer (Front Loading) - IMEF 3.1 and IWF 3.0 (Gas DHW & Dryer) | Federal Standard 2018 Clothes Washer (Front Loading) - IMEF 1.84 and IWF 4.7 (Gas DHW & Dryer) | Updated | No. Not impacted by the state energy code | Yes. Impacted by federal standards
Commercial | Natural Gas Only | Existing and New Construction | Appliance | Clothes Washer (Top Loading) - ENERGY STAR | ENERGY STAR Clothes Washer (Top Loading) - IMEF 2.06 and IWF 4.3 (Gas DHW & Dryer) | Federal Standard 2018 Clothes Washer (Top Loading) - IMEF 1.57 and IWF 6.5 (Gas DHW & Dryer) | Updated | No. Not impacted by the state energy code | Yes. Impacted by federal standards
Commercial | Natural Gas Only | Existing and New Construction | Appliance | Clothes Washer (Top Loading) - CEE Tier 1 | CEE Tier 1 Clothes Washer (Top Loading) - IMEF 2.76 and IWF 3.2 (Gas DHW & Dryer) | Federal Standard 2018 Clothes Washer (Top Loading) - IMEF 1.57 and IWF 6.5 (Gas DHW & Dryer) | Updated | No. Not impacted by the state energy code | Yes. Impacted by federal standards
Commercial | Natural Gas Only | Existing and New Construction | Appliance | Clothes Washer (Top Loading) - ENERGY STAR 2020 Most Efficient | ENERGY STAR 2020 Most Efficient Clothes Washer (Top Loading) - IMEF 2.92 and IWF 3.2 (Gas DHW & Dryer) | Federal Standard 2018 Clothes Washer (Top Loading) - IMEF 1.57 and IWF 6.5 (Gas DHW & Dryer) | Updated | No. Not impacted by the state energy code | Yes. Impacted by federal standards
Commercial | Natural Gas Only | Existing and New Construction | Appliance | Clothes Washer (Top Loading) - CEE Advanced Tier | CEE Advanced Tier Clothes Washer (Top Loading) - IMEF 3.1 and IWF 3.0 (Gas DHW & Dryer) | Federal Standard 2018 Clothes Washer (Top Loading) - IMEF 1.57 and IWF 6.5 (Gas DHW & Dryer) | Updated | No. Not impacted by the state energy code | Yes. Impacted by federal standards
Commercial | Electric Only | Existing Construction | Embedded Data Center | Data Center Cooling - Airside Economizer | Airside Economizer for Data Center | Existing Conditions | Added | Yes. Impacted by the state energy code | No. Not impacted by federal standards |  |  | Yes | In SPECTRUM | Added measure
Commercial | Electric Only | Existing and New Construction | Embedded Data Center | Data Center Cooling - High Efficiency Computer Room Air Conditioner (CRAC) | High Efficiency Computer Room Air Conditioner (CRAC) | Federal Standard CRAC | Added | Yes. Impacted by the state energy code | Yes. Impacted by federal standards |  |  |  |  | Added measure
Commercial | Electric Only | Existing and New Construction | Refrigeration | Mechanical Subcooling - Commercial Refrigeration System | Refrigeration System Mechanical Subcooling | Existing Conditions | Added | No. Not impacted by the state energy code | No. Not impacted by federal standards |  |  |  |  | Added measure
Commercial | Electric Only | Existing and New Construction | Refrigeration | Display Case Permanent Magnet Synchronous AC Fan Motor | Permanent Magnet Synchronous AC Fan Motor for Display Cases | Shaded Pole (SP) Fan Motors | Added | No. Not impacted by the state energy code | No. Not impacted by federal standards |  |  | Yes | In SPECTRUM | Added measure
Commercial | Natural Gas Only | Existing Construction Only | HVAC | Boiler Controls - High Turndown Burners | High Turndown Burner Boiler Controls | Standard Boiler Controls | Added | Yes. Impacted by the state energy code | No. Not impacted by federal standards |  |  |  |  | Added measure
Commercial | Natural Gas Only | Existing and New Construction | HVAC | Garage Door - High Speed Operation | High Speed Garage Door | Standard Garage Door Hinges | Added | No. Not impacted by federal standards | No. Not impacted by federal standards |  |  |  |  | Added measure
Commercial | Electric Only | Existing and New Construction | Refrigeration | Ultra-Low Temperature Freezers with Sterling Engine | Ultra-Low Temperature Freezers with Sterling Engine | Existing High Efficiency Refrigeration Systems | Added | No. Not impacted by federal standards | No. Not impacted by federal standards |  | Emerging Technology |  |  | Added measure

## Agricultural
Sector | Fuel Type | Construction Vintage | End Use Category | Measure Name | Measure Description | Baseline Description | Included in 2017 WI FOE Potential Study? | State Code Impact | Federal Standard Improvement | Behavioral Measure | Emerging Technologies | Similar Measure(s) Present in WI 2020 TRM? | Focus Program Measure in PY19 or PY20 | Added Measures Based on Stakeholder Feedback
Agricultural | Electric Only | Existing Construction Only | Dairy | Plate Heat Exchanger and Well Water Pre-Cooler (Dairy Farm, Parlor, Milk House) | Plate Heat Exchanger and Well Water Pre-Cooler | Standard Equipment | Yes | This measure is not impacted by the state energy code | This measure is not impacted by federal standards |  |  | Yes | In SPECTRUM
Agricultural | Electric Only | Existing Construction Only | Dairy | Scroll Compressor Replacement (Dairy Farm, Parlor, Milk House) | Scroll Compressor Replacement | Rotary Compressor (10 ton) | Yes | This measure is not impacted by the state energy code | This measure is not impacted by federal standards |  |  | Yes
Agricultural | Electric Only | Existing Construction Only | Dairy | Dairy Refrigeration Tune-Up | Dairy Refrigeration Tune-Up | Existing Conditions | Yes | This measure is not impacted by the state energy code | This measure is not impacted by federal standards |  |  | Yes | In SPECTRUM
Agricultural | Electric Only | Existing Construction Only | Dairy | Variable Speed Control Vacuum Pump (Dairy Farm, Parlor, Milk House) | Variable Speed Control Vacuum Pump | No Controls | Yes | This measure is not impacted by the state energy code | This measure is not impacted by federal standards |  |  | Yes | In SPECTRUM
Agricultural | Electric Only | Existing Construction Only | Dairy | Variable Speed Control Milk Pump (Dairy Farm, Parlor, Milk House) | Variable Speed Control Milk Pump | No Controls | Yes | This measure is not impacted by the state energy code | This measure is not impacted by federal standards |  |  | Yes | In SPECTRUM
Agricultural | Electric Only | Existing Construction Only | Dairy | Refrigeration Heat Recovery Unit (Electric) | Refrigeration Heat Recovery Unit | No Heat Recovery | Yes | This measure is not impacted by the state energy code | This measure is not impacted by federal standards |  |  | Yes
Agricultural | Natural Gas Only | Existing Construction Only | Dairy | Refrigeration Heat Recovery Unit (Gas) | Refrigeration Heat Recovery Unit | No Heat Recovery | Yes | This measure is not impacted by the state energy code | This measure is not impacted by federal standards |  |  | Yes
Agricultural | Electric Only | Existing Construction Only | HVAC | Ventilation Fan - Level 1 | Ventilation Fan - Level 1 | Standard Equipment | Updated | This measure is not impacted by the state energy code | This measure is not impacted by federal standards |  |  |  | In SPECTRUM
Agricultural | Electric Only | Existing Construction Only | HVAC | Ventilation Fan - Level 2 | Ventilation Fan - Level 2 | Standard Equipment | Added | This measure is not impacted by the state energy code | This measure is not impacted by federal standards |  |  |  | In SPECTRUM
Agricultural | Electric Only | Existing Construction Only | HVAC | Circulation Fan - Level 1 | Circulation Fan - Level 1 | Standard Equipment | Updated | This measure is not impacted by the state energy code | This measure is not impacted by federal standards |  |  |  | In SPECTRUM
Agricultural | Electric Only | Existing Construction Only | HVAC | Circulation Fan - Level 2 | Circulation Fan - Level 2 | Standard Equipment | Added | This measure is not impacted by the state energy code | This measure is not impacted by federal standards |  |  |  | In SPECTRUM
Agricultural | Electric Only | Existing Construction Only | HVAC | High-Volume Low-Speed (HVLS) Fan | High-Volume Low-Speed (HVLS) Fan | Box Fan | Yes | This measure is not impacted by the state energy code | This measure is not impacted by federal standards |  |  | Yes | In SPECTRUM
Agricultural | Electric Only | Existing Construction Only | Other | Low-Energy Livestock Waterer (Heating Element Maximum of 250W) | Low-Energy Livestock Waterer | Livestock Waterer (Heating Element Minimum of 750W) | Yes | This measure is not impacted by the state energy code | This measure is not impacted by federal standards |  |  | Yes | In SPECTRUM
Agricultural | Electric Only | Existing Construction Only | Other | Low-Energy Livestock Waterer (Energy Free) | Low-Energy Livestock Waterer (Energy Free) | Low-Energy Livestock Waterer | Yes | This measure is not impacted by the state energy code | This measure is not impacted by federal standards |  |  | Yes | In SPECTRUM
Agricultural | Electric Only | Existing Construction Only | Other | VFD, Agriculture Primary and Secondary Use Water System | VFD, Primary and Secondary Use Water System | No Controls | Yes | This measure is not impacted by the state energy code | This measure is not impacted by federal standards |  |  | Yes
Agricultural | Electric Only | Existing Construction Only | HVAC | VFD, Ventilation/Circulation Fan | VFD, Ventilation/Circulation Fan | No Controls | Yes | This measure is not impacted by the state energy code | This measure is not impacted by federal standards |  |  | Yes | In SPECTRUM
Agricultural | Electric Only | Existing Construction Only | Irrigation | VFD for Agriculture Process Pump, Constant Torque, or Irrigation Well Pump | VFD for Process Pump, Constant Torque, or Irrigation Well Pump | No Controls | Yes | This measure is not impacted by the state energy code | This measure is not impacted by federal standards |  |  | Yes | In SPECTRUM
Agricultural | Natural Gas Only | Existing Construction Only | Other | Efficient Natural Gas Grain Dryer (Maximum of 1,500 bushels/hour capacity) | Efficient Natural Gas Grain Dryer | Grain Dryer (Minimum 20 years old and operating 2,241.2 Btu/lb moisture removal) | Yes | This measure is not impacted by the state energy code | This measure is not impacted by federal standards |  |  | Yes | In SPECTRUM
Agricultural | Electric and Natural Gas | Existing Construction Only | Other | Grain Dryer Tune-Up | Grain Dryer Tune-Up | Existing Conditions | Added | This measure is not impacted by the state energy code | This measure is not impacted by federal standards |  |  | Yes | In SPECTRUM
Agricultural | Electric Only | Existing Construction Only | Other | Swine Farrowing Crate Heater | Swine Farrowing Crate Heater | Standard Equipment | Added | This measure is not impacted by the state energy code | This measure is not impacted by federal standards |  |  | Yes
Agricultural | Natural Gas Only | Existing Construction Only | Water Heat | Water Heater Gas Upgrade | High Efficiency Water Heater | Below Standard Water Heater | Yes | This measure is impacted by the state energy code | This measure is impacted by federal standards |  |  | Yes | In SPECTRUM
Agricultural | Electric Only | Existing Construction Only | Water Heat | Water Heater Electric Upgrade | High Efficiency Water Heater | Below Standard Water Heater | Yes | This measure is impacted by the state energy code | This measure is impacted by federal standards |  |  | Yes | In SPECTRUM
Agricultural | Electric Only | Existing Construction Only | Lighting | Lighting - High Bay LED Packages | Lighting - High Bay LED Packages | Standard Lighting Equipment | Yes | This measure is impacted by the state energy code | This measure is impacted by federal standards |  |  | Yes | In SPECTRUM
Agricultural | Electric Only | Existing Construction Only | Lighting | Lighting - Lamp (Screw-base) LED | Lighting - LED Lamp Packages | Standard Lighting Equipment | Yes | This measure is impacted by the state energy code | This measure is impacted by federal standards |  |  | Yes | Similar Technology Measure Found In SPECTRUM
Agricultural | Electric Only | Existing Construction Only | Lighting | Lighting - Linear LED Packages | Lighting - Linear LED Packages | Standard Lighting Equipment | Yes | This measure is impacted by the state energy code | This measure is impacted by federal standards |  |  | Yes | In SPECTRUM
Agricultural | Electric Only | Existing Construction Only | Lighting | Lighting Controls - Occupancy Sensors, Photocell Controls, And Timers | Lighting Controls - Occupancy Sensors, Photocell Controls, And Timers | Standard Lighting Equipment | Yes | This measure is impacted by the state energy code | This measure is impacted by federal standards |  |  | Yes | In SPECTRUM
Agricultural | Electric Only | Existing Construction Only | Other | Engine Block Heater Timer | Engine Block Heater Timer | Standard Equipment | Yes | This measure is not impacted by the state energy code | This measure is not impacted by federal standards |  |  | Yes | In SPECTRUM
Agricultural | Natural Gas Only | Existing Construction Only | HVAC | Greenhouse Unit Heater (Natural Gas Only), >= 90% thermal efficiency, per input MBh, for retrofit | Unit Heater | 80% Thermal efficiency gravity-vented | Yes | This measure is not impacted by the state energy code | This measure is not impacted by federal standards |  |  |  | In SPECTRUM
Agricultural | Natural Gas Only | Existing Construction Only | HVAC | Greenhouse Climate Controls | Greenhouse Climate Controls | Existing Conditions | Added | This measure is not impacted by the state energy code | This measure is not impacted by federal standards |  |  |  | In SPECTRUM
Agricultural | Natural Gas Only | Existing Construction Only | HVAC | Double Polyethylene Treated Film | Infrared, Anti-condensation Treated Film | Standard Equipment | Yes | This measure is not impacted by the state energy code | This measure is not impacted by federal standards
Agricultural | Natural Gas Only | Existing Construction Only | HVAC | Triple Polycarbonate Glazing (8 mm Thickness and Minimum 10 Year Life) | Triple Polycarbonate Glazing | Standard Equipment | Yes | This measure is not impacted by the state energy code | This measure is not impacted by federal standards |  |  |  | In SPECTRUM
Agricultural | Natural Gas Only | Existing Construction Only | HVAC | Thermal Curtain (Natural Gas Only) | Greenhouse Thermal blanket | Standard Equipment | Yes | This measure is not impacted by the state energy code | This measure is not impacted by federal standards
Agricultural | Electric Only | Existing Construction Only | Irrigation | Low Energy Spray Application | Low Energy Spray Application | Existing Conditions | Yes | This measure is not impacted by the state energy code | This measure is not impacted by federal standards
Agricultural | Electric Only | Existing Construction Only | Irrigation | Irrigation Pressure Reduction | Irrigation Pressure Reduction | Existing Conditions | Yes | This measure is not impacted by the state energy code | This measure is not impacted by federal standards |  |  |  | In SPECTRUM
Agricultural | Electric Only | Existing Construction Only | Irrigation | Pump Motor Agricultural Pump System Overhaul | Pump Motor Upgrade | Existing Conditions | Yes | This measure is not impacted by the state energy code | This measure is not impacted by federal standards
Agricultural | Electric Only | Existing Construction Only | Lighting | Indoor Agriculture - Production Facility - Lighting Improvement | Indoor Agriculture - Production Facility - Lighting Improvement | Existing Conditions | Added | This measure is impacted by the state energy code | This measure is impacted by federal standards |  |  |  | In SPECTRUM
Agricultural | Electric Only | Existing Construction Only | HVAC | Indoor Agriculture - Production Facility - Dehumidification Improvement | Indoor Agriculture - Production Facility - Dehumidification Improvement | Existing Conditions | Added | This measure is not impacted by the state energy code | This measure is not impacted by federal standards
Agricultural | Electric and Natural Gas | Existing Construction Only | HVAC | Indoor Agriculture - Production Facility - HVAC Improvement | Indoor Agriculture - Production Facility - HVAC Improvement | Existing Conditions | Added | This measure is impacted by the state energy code | This measure is impacted by federal standards

## Industrial
Sector | Fuel Type | Construction Vintage | End Use Category | Measure Name | Measure Description | Baseline Description | Included in 2017 WI FOE Potential Study? | State Code Impact | Federal Standard Improvement | Behavioral Measure | Emerging Technologies | Similar Measure(s) Present in WI 2020 TRM? | Focus Program Measure in PY19 or PY20 | Added Measures Based on Stakeholder Feedback
Industrial | Natural Gas Only | Existing Construction Only | HVAC | Analyze Flue Gas For Proper Air/Fuel Ratio | Analyze Flue Gas For Proper Air/Fuel Ratio | Existing Equipment | Yes | This measure is not impacted by the state energy code | This measure is not impacted by federal standards |  |  |  | In SPECTRUM
Industrial | Natural Gas Only | Existing Construction Only | HVAC | Boiler - Operation, Maintenance, And Scheduling | Boiler - Operation, Maintenance, And Scheduling | Existing Equipment | Yes | This measure is not impacted by the state energy code | This measure is not impacted by federal standards |  |  |  | In SPECTRUM
Industrial | Natural Gas Only | Existing Construction Only | HVAC | Building Envelope Infiltration Improvements | Building Envelope Infiltration Improvements | Existing Equipment | Yes | This measure is not impacted by the state energy code | This measure is not impacted by federal standards |  |  |  | In SPECTRUM
Industrial | Electric and Natural Gas | Existing Construction Only | HVAC | Building Duct System Improvements | Building Duct System Improvements | Existing Equipment | Updated | This measure is not impacted by the state energy code | This measure is not impacted by federal standards
Industrial | Electric and Natural Gas | Existing Construction Only | HVAC | Building Envelope Insulation and Window/Door Improvements | Building Envelope Insulation and Window/Door Improvements | Existing Equipment | Updated | This measure is not impacted by the state energy code | This measure is not impacted by federal standards |  |  |  | In SPECTRUM
Industrial | Electric Only | Existing Construction Only | HVAC | Cooling Tower Operation And Maintenance | Cooling Tower Operation And Maintenance | Existing Equipment | Yes | This measure is not impacted by the state energy code | This measure is not impacted by federal standards |  |  |  | Similar Technology Measure Found In SPECTRUM
Industrial | Electric Only | Existing Construction Only | HVAC | Electric Impacts From Furnaces & Boilers, Ovens & Directly Fired Improvements | Electric Impacts From Furnaces & Boilers, Ovens & Directly Fired Improvements | Existing Equipment | Updated | This measure is not impacted by the state energy code | This measure is not impacted by federal standards
Industrial | Electric Only | Existing Construction Only | HVAC | Electric Impacts From Thermal Systems Steam Improvements | Electric Impacts From Thermal Systems Steam Improvements | Existing Equipment | Updated | This measure is not impacted by the state energy code | This measure is not impacted by federal standards
Industrial | Electric Only | Existing Construction Only | Air Compressor | Eliminate Leaks In Compressed Air Lines And Valves | Eliminate Leaks In Compressed Air Lines And Valves | Existing Equipment | Yes | This measure is not impacted by the state energy code | This measure is not impacted by federal standards |  |  |  | In SPECTRUM
Industrial | Electric Only | Existing Construction Only | Air Compressor | Eliminate Or Reduce Compressed Air Used For Cooling, Agitating Liquids, Moving Product, Or Drying | Eliminate Or Reduce Compressed Air Used For Cooling, Agitating Liquids, Moving Product, Or Drying | Existing Equipment | Yes | This measure is not impacted by the state energy code | This measure is not impacted by federal standards |  |  |  | In SPECTRUM
Industrial | Electric Only | Existing Construction Only | Motor | Energy-Efficient Belts And Other Improved Mechanisms | Energy-Efficient Belts And Other Improved Mechanisms | Existing Equipment | Yes | This measure is not impacted by the state energy code | This measure is not impacted by federal standards
Industrial | Electric Only | Existing Construction Only | Motor | Enhanced (Ultra-Pe) Motor 1-15 Hp, 1200-3600 Rpm | Enhanced (Ultra-Pe) Motor 1-15 Hp, 1200-3600 Rpm | Existing Equipment | Yes | This measure is not impacted by the state energy code | This measure is impacted by federal standards |  |  |  | Similar Technology Measure Found In SPECTRUM
Industrial | Electric Only | Existing Construction Only | Motor | Enhanced (Ultra-Pe) Motor 20-40 Hp, 1200-3600 Rpm | Enhanced (Ultra-Pe) Motor 20-40 Hp, 1200-3600 Rpm | Existing Equipment | Yes | This measure is not impacted by the state energy code | This measure is impacted by federal standards |  |  |  | Similar Technology Measure Found In SPECTRUM
Industrial | Electric Only | Existing Construction Only | Motor | Enhanced (Ultra-Pe) Motor 50-100 Hp, 1200-3600 Rpm | Enhanced (Ultra-Pe) Motor 50-100 Hp, 1200-3600 Rpm | Existing Equipment | Yes | This measure is not impacted by the state energy code | This measure is impacted by federal standards |  |  |  | Similar Technology Measure Found In SPECTRUM
Industrial | Electric Only | Existing Construction Only | Motor | Enhanced (Ultra-Pe) Motor 125-200 Hp, 1200-3600 Rpm | Enhanced (Ultra-Pe) Motor 125-200 Hp, 1200-3600 Rpm | Existing Equipment | Yes | This measure is not impacted by the state energy code | This measure is impacted by federal standards |  |  |  | Similar Technology Measure Found In SPECTRUM
Industrial | Electric Only | Existing Construction Only | Motor | Enhanced (Ultra-Pe) Motor 250-500 Hp, 1200-3600 Rpm | Enhanced (Ultra-Pe) Motor 250-500 Hp, 1200-3600 Rpm | Existing Equipment | Yes | This measure is not impacted by the state energy code | This measure is impacted by federal standards |  |  |  | Similar Technology Measure Found In SPECTRUM
Industrial | Electric Only | Existing Construction Only | Air Compressor | Equipment Upgrade - Air Compressor | Equipment Upgrade - Air Compressor | Existing Equipment | Yes | This measure is not impacted by the state energy code | This measure is not impacted by federal standards |  |  |  | In SPECTRUM
Industrial | Natural Gas Only | Existing Construction Only | HVAC | Equipment Upgrade - Boiler Replacement | Equipment Upgrade - Boiler Replacement | Existing Equipment | Yes | This measure is not impacted by the state energy code | This measure is impacted by federal standards |  |  |  | In SPECTRUM
Industrial | Electric Only | Existing Construction Only | HVAC | Equipment Upgrade - Replace Existing Chiller With High Efficiency Model | Equipment Upgrade - Replace Existing Chiller With High Efficiency Model | Existing Equipment | Yes | This measure is not impacted by the state energy code | This measure is not impacted by federal standards |  |  |  | In SPECTRUM
Industrial | Electric and Natural Gas | Existing Construction Only | HVAC | Equipment Upgrade - Replace Existing HVAC Unit With High Efficiency Model | Equipment Upgrade - Replace Existing HVAC Unit With High Efficiency Model | Existing Equipment | Yes | This measure is not impacted by the state energy code | This measure is impacted by federal standards |  |  |  | In SPECTRUM
Industrial | Electric Only | Existing Construction Only | Motor | Install Adjustable Frequency Drive To Replace Existing System - Fans | Install Adjustable Frequency Drive To Replace Existing System - Fans | Existing Equipment | Updated | This measure is not impacted by the state energy code | This measure is not impacted by federal standards |  |  |  | In SPECTRUM
Industrial | Natural Gas Only | Existing Construction Only | Process | Heat Recovery And Waste Heat For Process | Heat Recovery And Waste Heat For Process | Existing Equipment | Yes | This measure is not impacted by the state energy code | This measure is not impacted by federal standards |  |  |  | In SPECTRUM
Industrial | Natural Gas Only | Existing Construction Only | HVAC | HVAC Equipment Scheduling Improvements - HVAC Controls, Timers Or Thermostats | HVAC Equipment Scheduling Improvements - HVAC Controls, Timers Or Thermostats | Existing Equipment | Yes | This measure is not impacted by the state energy code | This measure is not impacted by federal standards |  |  |  | In SPECTRUM
Industrial | Natural Gas Only | Existing Construction Only | HVAC | Improve Combustion Control Capability And Air Flow | Improve Combustion Control Capability And Air Flow | Existing Equipment | Yes | This measure is not impacted by the state energy code | This measure is not impacted by federal standards |  |  |  | In SPECTRUM
Industrial | Electric Only | Existing Construction Only | Motor | Install Adjustable Frequency Drive To Replace Existing System - Pumps | Install Adjustable Frequency Drive To Replace Existing System - Pumps | Existing Equipment | Updated | This measure is not impacted by the state energy code | This measure is not impacted by federal standards |  |  |  | In SPECTRUM
Industrial | Electric Only | Existing Construction Only | Motor | Install Adjustable Frequency Drive To Replace Existing System - Motors Other | Install Adjustable Frequency Drive To Replace Existing System - Motors Other | Existing Equipment | Updated | This measure is not impacted by the state energy code | This measure is not impacted by federal standards |  |  |  | In SPECTRUM
Industrial | Electric Only | Existing Construction Only | Air Compressor | Install Adjustable Frequency Drive - Blower And Compressor Loads | Install Adjustable Frequency Drive - Blower And Compressor Loads | Existing Equipment | Updated | This measure is not impacted by the state energy code | This measure is not impacted by federal standards |  |  |  | In SPECTRUM
Industrial | Electric Only | Existing Construction Only | HVAC | Install Controls On Air Conditioning System | Install Controls On Air Conditioning System | Existing Equipment | Yes | This measure is not impacted by the state energy code | This measure is not impacted by federal standards |  |  |  | Similar Technology Measure Found In SPECTRUM
Industrial | Electric Only | Existing Construction Only | Air Compressor | Install Direct Acting Units In Place Of Compressed Air Pressure System In Safety System | Install Direct Acting Units In Place Of Compressed Air Pressure System In Safety System | Existing Equipment | Yes | This measure is not impacted by the state energy code | This measure is not impacted by federal standards
Industrial | Natural Gas Only | Existing Construction Only | HVAC | Install Or Repair Insulation On Condensate Lines And Optimize Condensate | Install Or Repair Insulation On Condensate Lines And Optimize Condensate | Existing Equipment | Yes | This measure is not impacted by the state energy code | This measure is not impacted by federal standards |  |  |  | In SPECTRUM
Industrial | Electric Only | Existing Construction Only | HVAC | Install Outside Air Damper / Economizer On HVAC Unit | Install Outside Air Damper / Economizer On HVAC Unit | Existing Equipment | Yes | This measure is not impacted by the state energy code | This measure is not impacted by federal standards
Industrial | Natural Gas Only | Existing Construction Only | HVAC | Insulate Steam, Hot Water Lines Or Feedwater Tank | Insulate Steam, Hot Water Lines Or Feedwater Tank | Existing Equipment | Yes | This measure is not impacted by the state energy code | This measure is not impacted by federal standards |  |  |  | In SPECTRUM
Industrial | Electric Only | Existing Construction Only | Lighting | Lighting - High Bay LED Packages | Lighting - High Bay LED Packages | Existing Equipment | Yes | This measure is not impacted by the state energy code | This measure is impacted by federal standards |  |  | Yes | In SPECTRUM
Industrial | Electric Only | Existing Construction Only | Lighting | Lighting - Lamp (Screw-base) LED | Lighting - Lamp (Screw-base) LED | Existing Equipment | Yes | This measure is not impacted by the state energy code | This measure is impacted by federal standards |  |  | Yes | In SPECTRUM
Industrial | Electric Only | Existing Construction Only | Lighting | Lighting - Linear LED Packages | Lighting - Linear LED Packages | Existing Equipment | Yes | This measure is not impacted by the state energy code | This measure is impacted by federal standards |  |  | Yes | In SPECTRUM
Industrial | Electric Only | Existing Construction Only | Lighting | Lighting Controls - Occupancy Sensors, Photocell Controls, And Timers | Lighting Controls - Occupancy Sensors, Photocell Controls, And Timers | Existing Equipment | Yes | This measure is not impacted by the state energy code | This measure is not impacted by federal standards |  |  | Yes | In SPECTRUM
Industrial | Electric Only | Existing Construction Only | Lighting | Lighting Operations - Scheduling Improvements And Maintenance | Lighting Operations - Scheduling Improvements And Maintenance | Existing Equipment | Yes | This measure is not impacted by the state energy code | This measure is not impacted by federal standards |  |  |  | In SPECTRUM
Industrial | Natural Gas Only | Existing Construction Only | HVAC | Minimize Boiler Blowdown | Minimize Boiler Blowdown | Existing Equipment | Yes | This measure is not impacted by the state energy code | This measure is not impacted by federal standards
Industrial | Electric Only | Existing Construction Only | Motor | Motor Management - Develop A Repair And Replacement Motor Program | Motor Management - Develop A Repair And Replacement Motor Program | Existing Equipment | Yes | This measure is not impacted by the state energy code | This measure is not impacted by federal standards
Industrial | Electric Only | Existing Construction Only | HVAC | Optimize Chiller And Refrigeration Systems | Optimize Chiller And Refrigeration Systems | Existing Equipment | Yes | This measure is not impacted by the state energy code | This measure is not impacted by federal standards |  |  |  | Similar Technology Measure Found In SPECTRUM
Industrial | Electric Only | Existing Construction Only | Air Compressor | Optimize Compressor Air Intakes | Optimize Compressor Air Intakes | Existing Equipment | Yes | This measure is not impacted by the state energy code | This measure is not impacted by federal standards |  |  |  | In SPECTRUM
Industrial | Electric and Natural Gas | Existing Construction Only | HVAC | Optimize Ventilation System | Optimize Ventilation System | Existing Equipment | Updated | This measure is not impacted by the state energy code | This measure is not impacted by federal standards |  |  |  | In SPECTRUM
Industrial | Natural Gas Only | Existing Construction Only | Process | Optimize Heating System To Improve Burner Efficiency, Reduce Energy Requirements And Heat Treatment Process | Optimize Heating System To Improve Burner Efficiency, Reduce Energy Requirements And Heat Treatment Process | Existing Equipment | Yes | This measure is not impacted by the state energy code | This measure is not impacted by federal standards |  |  |  | In SPECTRUM
Industrial | Electric Only | Existing Construction Only | Lighting | Optimize Lighting System - Install Skylights And Use Daylighting | Optimize Lighting System - Install Skylights And Use Daylighting | Existing Equipment | Yes | This measure is not impacted by the state energy code | This measure is not impacted by federal standards |  |  |  | Similar Technology Measure Found In SPECTRUM
Industrial | Electric Only | Existing Construction Only | Motor | Optimize Motor Systems With Right Sizing | Optimize Motor Systems With Right Sizing | Existing Equipment | Yes | This measure is not impacted by the state energy code | This measure is not impacted by federal standards |  |  |  | Similar Technology Measure Found In SPECTRUM
Industrial | Electric Only | Existing Construction Only | Waste Water | Wastewater - Optimize Municipal Sewage ; ≤1 Mgd Design Capacity | Wastewater - Optimize Municipal Sewage ; ≤1 Mgd Design Capacity | Existing Equipment | Updated | This measure is not impacted by the state energy code | This measure is not impacted by federal standards |  |  |  | Similar Technology Measure Found In SPECTRUM
Industrial | Electric Only | Existing Construction Only | Waste Water | Wastewater - Optimize Municipal Sewage ; >10 Mgd Design Capacity | Wastewater - Optimize Municipal Sewage ; >10 Mgd Design Capacity | Existing Equipment | Updated | This measure is not impacted by the state energy code | This measure is not impacted by federal standards |  |  |  | Similar Technology Measure Found In SPECTRUM
Industrial | Electric Only | Existing Construction Only | Waste Water | Wastewater - Optimize Municipal Sewage ; 1 To 10 Mgd Design Capacity | Wastewater - Optimize Municipal Sewage ; 1 To 10 Mgd Design Capacity | Existing Equipment | Updated | This measure is not impacted by the state energy code | This measure is not impacted by federal standards |  |  |  | Similar Technology Measure Found In SPECTRUM
Industrial | Electric Only | Existing Construction Only | Motor | Optimize Pump Systems | Optimize Pump Systems | Existing Equipment | Yes | This measure is not impacted by the state energy code | This measure is not impacted by federal standards |  |  |  | Similar Technology Measure Found In SPECTRUM
Industrial | Electric Only | Existing Construction Only | HVAC | Optimize Space Cooling Zone And Schedule | Optimize Space Cooling Zone And Schedule | Existing Equipment | Yes | This measure is not impacted by the state energy code | This measure is not impacted by federal standards |  |  |  | Similar Technology Measure Found In SPECTRUM
Industrial | Electric Only | Existing Construction Only | Process | Plant Equipment - Operation And Maintenance | Plant Equipment - Operation And Maintenance | Existing Equipment | Yes | This measure is not impacted by the state energy code | This measure is not impacted by federal standards |  |  |  | Similar Technology Measure Found In SPECTRUM
Industrial | Electric Only | Existing Construction Only | Process | Plant Operations - Equipment Scheduling Improvements | Plant Operations - Equipment Scheduling Improvements | Existing Equipment | Yes | This measure is not impacted by the state energy code | This measure is not impacted by federal standards |  |  |  | Similar Technology Measure Found In SPECTRUM
Industrial | Electric and Natural Gas | Existing Construction Only | Process | Process Improvements To Reduce Energy Requirements Level 1 | Process Improvements To Reduce Energy Requirements Level 1 | Existing Equipment | Updated | This measure is not impacted by the state energy code | This measure is not impacted by federal standards
Industrial | Electric and Natural Gas | Existing Construction Only | Process | Process Improvements To Reduce Energy Requirements Level 2 | Process Improvements To Reduce Energy Requirements Level 2 | Existing Equipment | Added | This measure is not impacted by the state energy code | This measure is not impacted by federal standards
Industrial | Electric Only | Existing Construction Only | Process | Redesign Chem Process To Reduce Energy Requirements | Redesign Chem Process To Reduce Energy Requirements | Existing Equipment | Yes | This measure is not impacted by the state energy code | This measure is not impacted by federal standards
Industrial | Electric Only | Existing Construction Only | Air Compressor | Eliminate Leaks In Compressed Air Lines And Valves | Eliminate Leaks In Compressed Air Lines And Valves | Existing Equipment | Updated | This measure is not impacted by the state energy code | This measure is not impacted by federal standards |  |  |  | In SPECTRUM
Industrial | Natural Gas Only | Existing Construction Only | HVAC | Repair Or Replace Steam Traps | Repair Or Replace Steam Traps | Existing Equipment | Yes | This measure is not impacted by the state energy code | This measure is not impacted by federal standards |  |  | Yes | In SPECTRUM
Industrial | Electric and Natural Gas | Existing Construction Only | Process | Strategic Energy Management (SEM) | Strategic Energy Management (SEM) | Existing Equipment | Yes | This measure is not impacted by the state energy code | This measure is not impacted by federal standards | Yes |  |  | In SPECTRUM
Streetlighting | Electric Only | Existing Construction Only | Streetlighting | Streetlight - HPS 100W to LED 42W | Streetlight - HPS 100W to LED 42W | HPS 100W | Yes | This measure is not impacted by the state energy code | This measure is not impacted by federal standards
Streetlighting | Electric Only | Existing Construction Only | Streetlighting | Streetlight - HPS 100W to LED 58W | Streetlight - HPS 100W to LED 58W | HPS 100W | Yes | This measure is not impacted by the state energy code | This measure is not impacted by federal standards
Streetlighting | Electric Only | Existing Construction Only | Streetlighting | Streetlight - HPS 250W to LED 135W | Streetlight - HPS 250W to LED 135W | HPS 250W | Yes | This measure is not impacted by the state energy code | This measure is not impacted by federal standards
Streetlighting | Electric Only | Existing Construction Only | Streetlighting | Streetlight - MH 1000W to LED 412W | Streetlight - MH 1000W to LED 412W | MH 1000W | Yes | This measure is not impacted by the state energy code | This measure is not impacted by federal standards
Streetlighting | Electric Only | Existing Construction Only | Streetlighting | Streetlight - MH 200W to LED 135W | Streetlight - MH 200W to LED 135W | MH 200W | Yes | This measure is not impacted by the state energy code | This measure is not impacted by federal standards
Streetlighting | Electric Only | Existing Construction Only | Streetlighting | Streetlight - MH 400W to LED 180W | Streetlight - MH 400W to LED 180W | MH 400W | Yes | This measure is not impacted by the state energy code | This measure is not impacted by federal standards
Industrial | Electric Only | Existing Construction Only | Process | Thermal Systems Add Insulation To Equipment | Thermal Systems Add Insulation To Equipment | Existing Equipment | Yes | This measure is not impacted by the state energy code | This measure is not impacted by federal standards
Industrial | Electric Only | Existing Construction Only | Other | Thermal Systems Recover Heat And Use For Preheating, Space Heating, Power Generation, Steam Generation, Transformers, Exhausts, Engines, Compressors, Dryers, Waste Process Heat, Etc | Thermal Systems Recover Heat And Use For Preheating, Space Heating, Power Generation, Steam Generation, Transformers, Exhausts, Engines, Compressors, Dryers, Waste Process Heat, Etc | Existing Equipment | Yes | This measure is not impacted by the state energy code | This measure is not impacted by federal standards |  |  |  | In SPECTRUM
Industrial | Electric Only | Existing Construction Only | Process | Thermal Systems Reduce Infiltration; Isolate Hot Or Cold Equipment | Thermal Systems Reduce Infiltration; Isolate Hot Or Cold Equipment | Existing Equipment | Yes | This measure is not impacted by the state energy code | This measure is not impacted by federal standards
Industrial | Electric Only | Existing Construction Only | HVAC | Upgrade Equipment - Replace Existing HVAC Unit With High Efficiency Model | Upgrade Equipment - Replace Existing HVAC Unit With High Efficiency Model | Existing Equipment | Yes | This measure is not impacted by the state energy code | This measure is impacted by federal standards |  |  |  | In SPECTRUM
Industrial | Electric Only | Existing Construction Only | HVAC | Utilize An Evaporative Air Pre-Cooler Or Other Heat Exchanger In Ac System | Utilize An Evaporative Air Pre-Cooler Or Other Heat Exchanger In Ac System | Existing Equipment | Yes | This measure is not impacted by the state energy code | This measure is not impacted by federal standards |  |  |  | Similar Technology Measure Found In SPECTRUM
Industrial | Natural Gas Only | Existing Construction Only | HVAC | Utilizes High Efficiency Lime Kiln Improvements | Utilizes High Efficiency Lime Kiln Improvements | Existing Equipment | Yes | This measure is not impacted by the state energy code | This measure is not impacted by federal standards
Industrial | Electric Only | Existing Construction Only | Motor | Utilizes High Efficiency Pulper Rotors | Utilizes High Efficiency Pulper Rotors | Existing Equipment | Yes | This measure is not impacted by the state energy code | This measure is not impacted by federal standards |  |  | Yes
Industrial | Natural Gas Only | Existing Construction Only | Process | Waste Heat From Hot Flue Gases To Preheat | Waste Heat From Hot Flue Gases To Preheat | Existing Equipment | Yes | This measure is not impacted by the state energy code | This measure is not impacted by federal standards |  |  |  | In SPECTRUM
Industrial | Electric and Natural Gas | Existing Construction Only | Process | Other Plant Operations Improvements To Reduce Energy Requirements | Other Plant Operations Improvements To Reduce Energy Requirements | Existing Equipment | Added | This measure is not impacted by the state energy code | This measure is not impacted by federal standards
Industrial | Electric and Natural Gas | Existing Construction Only | Process | Process Improvements To Reduce Energy Requirements Level 2 | Process Improvements To Reduce Energy Requirements Level 2 | Existing Equipment | Added | This measure is not impacted by the state energy code | This measure is not impacted by federal standards
Industrial | Electric Only | Existing Construction Only | Other | 3-phase High Frequency Battery Charger | 3-phase High Frequency Battery Charger | Existing Equipment | Added | This measure is not impacted by the state energy code | This measure is not impacted by federal standards |  |  | Yes | In SPECTRUM
Industrial | Electric Only | Existing Construction Only | Other | High Efficiency Injection Mold Machines | High Efficiency Injection Mold Machines | Existing Equipment | Added | This measure is not impacted by the state energy code | This measure is not impacted by federal standards
Industrial | Electric Only | Existing Construction Only | Other | High Efficiency Welders | High Efficiency Welders | Existing Equipment | Added | This measure is not impacted by the state energy code | This measure is not impacted by federal standards |  |  |  | In SPECTRUM
Industrial | Electric Only | Existing Construction Only | Process | High Efficiency Side Entry Agitators | High Efficiency Side Entry Agitators For Pulp And Paper | Existing Equipment | Added | This measure is not impacted by the state energy code | This measure is not impacted by federal standards |  |  |  |  | Added measure
Industrial | Electric and Natural Gas | Existing Construction Only | Process | Process Water Reduce And Reduction With Associated Heat Load Reduction | Process Water Reduce And Reduction With Associated Heat Load Reduction | Existing Equipment | Added | This measure is not impacted by the state energy code | This measure is not impacted by federal standards |  |  |  |  | Added measure