## Instructions
2022 LIGHTING INCENTIVE CATALOG
SUPPLEMENTAL DATA SHEET
Directions:
1) | This tool is an Excel version of the Supplemental Data Sheet for the 2022 Lighting incentive catalog. It has built-in formulas and drop-down boxes to make is faster/easier to complete than the PDF version, and to provide some error checking capability.
2) | First, complete the Incentive Codes tab with the incentive codes from the incentive catalog(s) that are on the incentive application. While not required, this step is recommended as it will indicate whether a supplemental data sheet is / is not required for each measure. Required fields on the Incentive Codes tab are highlighted in yellow.
3) | Incentive codes can be entered either with or without the letter prefix (L3903 or just 3903).
4) | The Incentive Codes tab can identify whether a supplemental data sheet is needed for any measure, but only responses for the Lighting incentive catalog can be entered using this tool. See the corresponding Excel file for catalogs other than Lighting.
5) | On the Lighting tab, complete the jobsite name, jobsite address, and trade ally name highlighted in yellow.
6) | Complete any of the tables on the Lighting tab that are required for your incentive application. Add notes in the Comments/Notes column for any unusual situations that require additional explanation.
7) | Tables that have an "Other" option for a response will have a text box with similar to "Enter description for 'Other' " appear in the columns to the right of the Comments/Notes column. Error messages may also appear to the right of the Comments/Notes column, so make sure to scroll far enough right to check for this.
8) | If any text is too long to fit, manually adjust the row height of that row so that the full text is visible.
9) | For any "User Defined" fixture or building types, enter the fixture wattage or building type watts/sq ft in the appropriate spot in the lookup tables to the right (yellow highlight). Then add a description of the fixture or building type in the Comments/Notes column.

## Incentive Codes (Recommended)
INCENTIVE CODES - LIGHTING SUPPLEMENTAL DATA SHEET |  |  |  |  | 2022 | Hide | Hide
List the incentive code(s), preferably including the letter prefix as shown in the incentive catalog, in the table below. This will provide guidance on whether any supplemental data sheets are needed. | [5 empty] | Message if Code not found: | Incentive Code not found under this Solution!
This step is recommended and is designed to provide guidance on applicable portions of supplemental data sheets that need to be completed.
A fully completed Incentive Application is still required. | [6 empty] | This is the:
Lighting
Solution: | [6 empty] | Supplemental Data Sheet
INCENTIVE CODE | MEASURE NAME | SUPPLEMENTAL DATA SHEET
|  | NEEDED? | DATA SHEET NAME | DATA SHEET TABLE ID | DATA SHEET STARTED?
-
-
-
-
-
-
-
-
-
-
-
-
-
-
-
-
-
-
-
-
Note on H1: NOTE: This column combines the data sheet name and table ID so make sure if searching for table "C" it's the right table C.

## Lighting
| 2022 LIGHTING INCENTIVE CATALOG SUPPLEMENTAL DATA SHEET (SDS) | [20 empty] | DEFAULT SYSTEM WATTAGE TABLES
[22 empty] | Existing Lamp Configuration | Total System Wattage
| THIS FORM MUST BE ATTACHED TO COMPLETED INCENTIVE APPLICATION AND SUBMITTED TOGETHER. FOR PROJECTS INSTALLED BY 12/31/2022. NEED HELP? CALL 800.762.7077. | [20 empty] | ** CFL DOWNLIGHTS **
[22 empty] | (1) 13W CFL | 16
[22 empty] | (1) 18W CFL | 23
| HOW TO FILL OUT THIS FORM | [9 empty] | CUSTOMER INFORMATION | [10 empty] | (1) 26W CFL | 31
| Refer to the Lighting Incentive Catalog for measure requirements and information. | [20 empty] | (1) 32W CFL | 35
[11 empty] | JOB SITE BUSINESS NAME | [10 empty] | (1) 42W CFL | 46
| • | Complete the table corresponding to the measure in the catalog. | [19 empty] | (1) 36/39W 2G11 CFL | 51
| • | For electronic version of SDS, visit focusonenergy.com/catalogs. | [19 empty] | (1) 40W 2G11 CFL | 48
| • | If the new equipment is DesignLights Consortium® (DLC) Solid State Lighting (SSL) Qualified Product List (QPL) listed (TRT V5.0 or higher), use the DLC “Tested Electrical Performance” data for wattage of new equipment. If the DLC tested data is not available and only “Reported Electrical Performance” data is available, use the wattage listed on the specification sheet of the new equipment if the data is more current than the DLC listed family data. | [8 empty] | JOB SITE ADDRESS | [10 empty] | (1) 55W 2G11 CFL | 58
[22 empty] | (2) 13W CFL | 32
[11 empty] | TRADE ALLY NAME | [10 empty] | (2) 18 W CFL | 46
[22 empty] | (2) 26W CFL | 62
[11 empty] | REMINDER | [10 empty] | (2) 32W CFL | 70
[22 empty] | (2) 42W CFL | 92
[11 empty] | Exact model numbers and manufacturer of equipment installed must be identified on invoicing and any qualified product list when required. For Focus on Energy's Private Label policy, see page 7 of the Lighting Incentive Catalog. | [10 empty] | ** HID SYSTEMS **
| • | If the new equipment is listed under ENERGY STAR®, then use the wattage on the ENERGY STAR certification instead of the specification sheet. | [19 empty] | 50W HID | 65
[22 empty] | 70W HID | 94
| • | Round both Existing Equipment and New Equipment Wattage to the nearest whole number. For example: round 10.4W to 10W, round 15.5W to 16W. | [19 empty] | 100W HID | 126
[22 empty] | 150W HID | 179
[22 empty] | 175W HID | 210
| • | For watts reduced measures (Table A), see system wattage table on pg. 36 for 'rounded wattage of existing equipment' inputs. | [19 empty] | 250W HID | 293
[22 empty] | 320W HID | 356
| Attach this form to a completed Incentive Application and submit together. | [20 empty] | 400W HID | 455
[21 empty] | Comments / Notes | 1,000W HID | 1079
| A |  | WORKSHEET FOR WATTS REDUCED MEASURES | [13 empty] | PAGES 12-14, |  |  |  |  | ** LINEAR FLUORESCENT **
|  |  | INCENTIVE CODE: L3903, L3904, L3962, L3963, L4354, L4356, L4779, L4813, R5235, R5236 | [13 empty] | 17, 23-25 |  |  |  |  | 4-Ft 1L F32 T8 Normal BF | 33
INCENTIVE CODE: | LOCATION |  |  | TYPE OF EXISTING EQUIPMENT |  | (A) ROUNDED WATTAGE OF EXISTING EQUIPMENT PER FIXTURE | (B) QUANTITY OF EXISTING EQUIPMENT | TYPE OF NEW EQUIPMENT |  | (C) ROUNDED WATTAGE OF NEW EQUIPMENT PER FIXTURE |  |  | (D)* QUANTITY OF NEW EQUIPMENT | (E) WATTS REDUCED PER FIXTURE (A - C) |  | (F) INCENTIVE PER WATT REDUCED ($/Watt Reduced) |  |  |  | REQUESTED INCENTIVE** (D x E x F) |  | 4-Ft 1L F34 T12 | 39
[22 empty] | 4-Ft 1L F40 T12 | 39
[22 empty] | 4-Ft 2L F32 T8 Normal BF | 61
[22 empty] | 4-Ft 2L FU32T8/6 | 55
[22 empty] | 4-Ft 2L F34 T12 | 66
L4354 | (Example) Office |  |  | 2L 32W CFL |  | 70 | 5 | 10W LED downlight |  | 11 |  |  | 5 | 59 |  | $0.11/W Reduced |  |  |  | 32.45 |  | 4-Ft 2L F40 T12 | 79
[6 empty] | 2.5x proposed (new construction) | [15 empty] | 4-Ft 2L FU40T12 | 72
[22 empty] | 4-Ft 3L F32 T8 Normal BF | 91
[22 empty] | 4-Ft 3L F34 T12 | 103
[22 empty] | 4-Ft 3L F40 T12 | 124
[22 empty] | 4-Ft 4L F54 T5HO | 234
[22 empty] | 4-Ft 4L F32 T8 Normal BF | 120
[22 empty] | 4-Ft 4L F32 T8 High BF | 151
[22 empty] | 4-Ft 4L F34 T12 | 136
[22 empty] | 4-Ft 4L F40 T12 | 153
[22 empty] | 4-Ft 6L F54 T5HO | 355
[22 empty] | 4-Ft 6L F32 T8 High BF | 224
| If applying for an interior or exterior LED sign light measure, please include the existing ballast make and model number in addition to the specific lamp type or provide metering data (amperage and voltage readings) of the existing equipment. | [20 empty] | 4-Ft 8L F32 T8 High BF | 291
[22 empty] | 8-Ft 1L F96T8 | 61
[22 empty] | 8-Ft 2L F96T8 | 107
| B |  | WORKSHEET FOR WATTS CONTROLLED MEASURES | [14 empty] | PAGES 29-30 |  |  |  | 8-Ft 1L F96T12 | 69
|  | INCENTIVE CODE: L3406, L5061, L5062, L4812, L5063, L5064 | [19 empty] | 8-Ft 1L F96T12/HO | 115
| LOCATION |  |  |  | INCENTIVE CODE | FIXTURE DESCRIPTION |  |  | (A) ROUNDED WATTAGE PER FIXTURE | (B) QUANTITY OF FIXTURES |  | (C) TOTAL WATTS CONTROLLED (A x B) |  |  | (D) INCENTIVE PER WATT REDUCED ($/Watt Reduced) |  |  |  | TOTAL INCENTIVE** (C x D) |  |  | 8-Ft 2L F96T12 | 109
[22 empty] | 8-Ft 2L F96T12/HO | 190
[22 empty] | New Construction | 2.5
** USER DEFINED / OTHER **
| (Example) School |  |  |  | L3406 | 45W LED 2x4 Troffer |  |  | 45 | 75 |  | 3,375W |  |  | $0.05/W Reduced |  |  |  | 168.75 |  |  | User Defined #1
User Defined #2
User Defined #3
User Defined #4
User Defined #5
User Defined #6
| * | Existing and proposed fixture quantity must be the same except for signage measures.
| ** | Focus on Energy may adjust total incentive based on projects caps or variances in wattages provided for
existing or proposed conditions. See measure requirements and Terms and Conditions for more information.
Note on A29: NOTE: Repeat incentive code here in "Equip #" column so incentive rate column populates correctly.
Note on I29: Note: If choose "User Defined", enter a note in the comments column to describe the fixture, then enter the fixture wattage in the yellow highlighted cells in the fixture lookup table to the right.
Note on BF53: NOTE: For new construction applications, use 2.5 x the efficient wattage as the baseline wattage.

## Lookups (hidden)
Supplemental Data Sheet Names
|  | Program Name Lookup | [9 empty] | Agribusiness
|  | Schools and Government | S&G | [8 empty] | HVAC/Plumbing
|  | Business & Industry | B&I | [8 empty] | Lighting
|  | Agribusiness | Ag | [8 empty] | Process Systems
|  | Business New Construction | BNC | [8 empty] | Propane
Lighting Supplemental Data Sheet
Table | Column 1 | Column 2 | Column 3 | Column 4 | Column 5 | Column 6 | Column 7 | Column 8 | Column 9 | Column 10 | Column 11
A
B
The list below is for checking if a specific table has data entry started
Table | All Blank? | Display Text
A | TRUE | Not Started
B | TRUE | Not Started

## Criteria (hidden)
#N/A
B&I MMID | B&I Rural MMID | NC MMID | Business Catalog Code | Business-Rural Catalog Code | Business New Construction Catalog Code | Measure Text | Measure Code & Name | B&I Incentive | B&I Incentive per… | B&I Rural Incentive | B&I Rural Incentive per… | NC Incentive | NC Incentive Per | B&I MMID | B&I Rural MMID | NC MMID | B&I NC Eligible | B&I Rural NC Eligible | BNC Eligible | B&I % of Project Cost Limit | B&I Rural % of Project Cost Limit | Business NC % of Project Cost Limit | Requires Unique SPECTRUM Data Entry for UOM & Qty | Hybrid Calc required | Tech Review Required | Supp Data Sheet Name | Supp Data Sheet Table ID | Catalog Name | Page No.
[6 empty] | ----------------------LIGHTING CATALOG: INTERIOR FIXTURES AND LAMPS---------------------------- | ----------------------LIGHTING CATALOG: INTERIOR FIXTURES AND LAMPS---------------------------- | [20 empty] | Lighting
3760 | 3760 | 3760 | L3760 | Not Eligible | Not Eligible | LED, <44W, 1X4 product replacing 1- or 2-lamp T8 or T12 troffer | L3760: LED, <44W, 1X4 product replacing 1- or 2-lamp T8 or T12 troffer | 4 | Fixture | 4 | Fixture | N/A | Fixture | 3760 | 3760 | 3760 | No | No | No | 100% | 100% | 100% | No | No | No |  |  | Lighting | 9
4793 | 4793 | 4793 | L4793 | Not Eligible | Not Eligible | LED, <44W, 2X4 product replacing 1- or 2-lamp T8 or T12 troffer | L4793: LED, <44W, 2X4 product replacing 1- or 2-lamp T8 or T12 troffer | 4 | Fixture | 4 | Fixture | N/A | Fixture | 4793 | 4793 | 4793 | No | No | No | 100% | 100% | 100% | No | No | No |  |  | Lighting | 9
3111 | 3111 | 3111 | L3111 | Not Eligible | Not Eligible | LED, ≤55W, 2X4 product replacing 3- or 4-lamp T8 or T12 troffer | L3111: LED, ≤55W, 2X4 product replacing 3- or 4-lamp T8 or T12 troffer | 15 | Fixture | 15 | Fixture | N/A | Fixture | 3111 | 3111 | 3111 | No | No | No | 100% | 100% | 100% | No | No | No |  |  | Lighting | 9
3400 | 3400 | 3400 | L3400 | Not Eligible | Not Eligible | 2X2 LED, ≤36W, replacing Fixture with 2 or more T8 or T12 Lamps | L3400: 2X2 LED, ≤36W, replacing Fixture with 2 or more T8 or T12 Lamps | 7 | Fixture | 7 | Fixture | N/A | Fixture | 3400 | 3400 | 3400 | No | No | No | 100% | 100% | 100% | No | No | No |  |  | Lighting | 9
3401 | 3401 | 3401 | L3401 | Not Eligible | Not Eligible | 2X2 LED, ≤85W, replacing Fixture with 2 or more 2G11 base Lamps | L3401: 2X2 LED, ≤85W, replacing Fixture with 2 or more 2G11 base Lamps | 15 | Fixture | 15 | Fixture | N/A | Fixture | 3401 | 3401 | 3401 | No | No | No | 100% | 100% | 100% | No | No | No |  |  | Lighting | 9
3740 | 3740 | 3740 | L3740 | Not Eligible | Not Eligible | LED Fixture <11W/FT Replacing 1- or 2-lamp T8 or T12 Lamp(s) in Cross Section | L3740: LED Fixture <11W/FT Replacing 1- or 2-lamp T8 or T12 Lamp(s) in Cross Section | 1 | Linear Foot | 1 | Linear Foot | N/A | Linear Foot | 3740 | 3740 | 3740 | No | No | No | 100% | 100% | 100% | No | No | No |  |  | Lighting | 10
3741 | 3741 | 3741 | L3741 | Not Eligible | Not Eligible | LED Fixture <24W/FT Replacing 3- or 4-lamp T8 or T12 Lamps in Cross Section | L3741: LED Fixture <24W/FT Replacing 3- or 4-lamp T8 or T12 Lamps in Cross Section | 2.5 | Linear Foot | 2.5 | Linear Foot | N/A | Linear Foot | 3741 | 3741 | 3741 | No | No | No | 100% | 100% | 100% | No | No | No |  |  | Lighting | 10
3738 | 3738 | 3738 | L3738 | Not Eligible | Not Eligible | LED Fixture <9W/FT Replacing 1- or 2-lamp T5 Lamp(s) in Cross Section | L3738: LED Fixture <9W/FT Replacing 1- or 2-lamp T5 Lamp(s) in Cross Section | 1 | Linear Foot | 1 | Linear Foot | N/A | Linear Foot | 3738 | 3738 | 3738 | No | No | No | 100% | 100% | 100% | No | No | No |  |  | Lighting | 10
3739 | 3739 | 3739 | L3739 | Not Eligible | Not Eligible | LED Fixture <24W/FT Replacing 3- or 4-lamp T5 Lamp(s) in Cross Section | L3739: LED Fixture <24W/FT Replacing 3- or 4-lamp T5 Lamp(s) in Cross Section | 2.5 | Linear Foot | 2.5 | Linear Foot | N/A | Linear Foot | 3739 | 3739 | 3739 | No | No | No | 100% | 100% | 100% | No | No | No |  |  | Lighting | 10
4314 | 4314 | 4314 | L4314 | Not Eligible | Not Eligible | 4’ 2 Lamp TLED <24W replacing 8’ 1 Lamp T8 or T12 | L4314: 4’ 2 Lamp TLED <24W replacing 8’ 1 Lamp T8 or T12 | 7.5 | Fixture | 7.5 | Fixture | N/A | Fixture | 4314 | 4314 | 4314 | No | No | No | 100% | 100% | 100% | No | No | No |  |  | Lighting | 10
4317 | 4317 | 4317 | L4317 | Not Eligible | Not Eligible | 4’ 2 Lamp TLED <24W replacing 8’ 1 Lamp T8HO or T12HO | L4317: 4’ 2 Lamp TLED <24W replacing 8’ 1 Lamp T8HO or T12HO | 7.5 | Fixture | 7.5 | Fixture | N/A | Fixture | 4317 | 4317 | 4317 | No | No | No | 100% | 100% | 100% | No | No | No |  |  | Lighting | 10
4320 | 4320 | 4320 | L4320 | Not Eligible | Not Eligible | 4’ 4 Lamp TLED <24W replacing 8’ 2 Lamp T8 or T12 | L4320: 4’ 4 Lamp TLED <24W replacing 8’ 2 Lamp T8 or T12 | 13 | Fixture | 13 | Fixture | N/A | Fixture | 4320 | 4320 | 4320 | No | No | No | 100% | 100% | 100% | No | No | No |  |  | Lighting | 10
4323 | 4323 | 4323 | L4323 | Not Eligible | Not Eligible | 4’ 4 Lamp TLED <24W replacing 8’ 2 Lamp T8HO or T12HO | L4323: 4’ 4 Lamp TLED <24W replacing 8’ 2 Lamp T8HO or T12HO | 15 | Fixture | 15 | Fixture | N/A | Fixture | 4323 | 4323 | 4323 | No | No | No | 100% | 100% | 100% | No | No | No |  |  | Lighting | 10
4326 | 4326 | 4326 | L4326 | Not Eligible | Not Eligible | 4’ 2 Lamp TLED <24W replacing 8’ 2 Lamp T8 or T12 | L4326: 4’ 2 Lamp TLED <24W replacing 8’ 2 Lamp T8 or T12 | 18 | Fixture | 18 | Fixture | N/A | Fixture | 4326 | 4326 | 4326 | No | No | No | 100% | 100% | 100% | No | No | No |  |  | Lighting | 10
4329 | 4329 | 4329 | L4329 | Not Eligible | Not Eligible | 4’ 2 Lamp TLED <24W replacing 8’ 2 Lamp T8HO or T12HO | L4329: 4’ 2 Lamp TLED <24W replacing 8’ 2 Lamp T8HO or T12HO | 20 | Fixture | 20 | Fixture | N/A | Fixture | 4329 | 4329 | 4329 | No | No | No | 100% | 100% | 100% | No | No | No |  |  | Lighting | 10
3091 | 3091 | 3091 | L3091 | L3091 | Not Eligible | ≤ 155W LED High Bay/Low Bay, replacing or instead of 250W HID | L3091: ≤ 155W LED High Bay/Low Bay, replacing or instead of 250W HID | 30 | Fixture | 30 | Fixture | N/A | Fixture | 3091 | 3091 | 3091 | No | No | No | 100% | 100% | 100% | No | No | No |  |  | Lighting | 11
3092 | 3092 | 3092 | L3092 | L3092 | Not Eligible | ≤ 250W LED High Bay/Low Bay, instead of 320-399W HID | L3092: ≤ 250W LED High Bay/Low Bay, instead of 320-399W HID | 35 | Fixture | 35 | Fixture | N/A | Fixture | 3092 | 3092 | 3092 | No | No | No | 100% | 100% | 100% | No | No | No |  |  | Lighting | 11
3093 | 3093 | 3093 | L3093 | L3093 | Not Eligible | ≤ 250W LED High Bay/Low Bay, replacing 400W HID | L3093: ≤ 250W LED High Bay/Low Bay, replacing 400W HID | 50 | Fixture | 50 | Fixture | N/A | Fixture | 3093 | 3093 | 3093 | No | No | No | 100% | 100% | 100% | No | No | No |  |  | Lighting | 11
3094 | 3094 | 3094 | L3094 | L3094 | Not Eligible | ≤ 365W LED High Bay/Low Bay, replacing 400W HID | L3094: ≤ 365W LED High Bay/Low Bay, replacing 400W HID | 30 | Fixture | 30 | Fixture | N/A | Fixture | 3094 | 3094 | 3094 | No | No | No | 100% | 100% | 100% | No | No | No |  |  | Lighting | 11
3095 | 3095 | 3095 | L3095 | L3095 | Not Eligible | ≤ 500W LED High Bay/Low Bay, replacing or instead of 1000W HID | L3095: ≤ 500W LED High Bay/Low Bay, replacing or instead of 1000W HID | 80 | Fixture | 80 | Fixture | N/A | Fixture | 3095 | 3095 | 3095 | No | No | No | 100% | 100% | 100% | No | No | No |  |  | Lighting | 11
3096 | 3096 | 3096 | L3096 | L3096 | Not Eligible | ≤ 800W LED High Bay/Low Bay, replacing or instead of 1000W HID | L3096: ≤ 800W LED High Bay/Low Bay, replacing or instead of 1000W HID | 50 | Fixture | 50 | Fixture | N/A | Fixture | 3096 | 3096 | 3096 | No | No | No | 100% | 100% | 100% | No | No | No |  |  | Lighting | 11
3393 | 3393 | 3393 | L3393 | L3393 | Not Eligible | ≤ 180W LED High Bay/Low Bay, replacing or instead of 6L T8 or 4L T5HO | L3393: ≤ 180W LED High Bay/Low Bay, replacing or instead of 6L T8 or 4L T5HO | 25 | Fixture | 25 | Fixture | N/A | Fixture | 3393 | 3393 | 3393 | No | No | No | 100% | 100% | 100% | No | No | No |  |  | Lighting | 11
4347 | 4347 | 4347 | L4347 | L4347 | Not Eligible | ≤ 250W LED High Bay/Low Bay, replacing or instead of 8L T8 or 6L T5HO | L4347: ≤ 250W LED High Bay/Low Bay, replacing or instead of 8L T8 or 6L T5HO | 35 | Fixture | 35 | Fixture | N/A | Fixture | 4347 | 4347 | 4347 | No | No | No | 100% | 100% | 100% | No | No | No |  |  | Lighting | 11
4795 | 4795 | 4795 | L4795 | L4795 | Not Eligible | ≤ 300W LED High Bay/Low Bay, replacing or instead of 10L T8 or 8L T5HO | L4795: ≤ 300W LED High Bay/Low Bay, replacing or instead of 10L T8 or 8L T5HO | 50 | Fixture | 50 | Fixture | N/A | Fixture | 4795 | 4795 | 4795 | No | No | No | 100% | 100% | 100% | No | No | No |  |  | Lighting | 11
4796 | 4796 | 4796 | L4796 | L4796 | Not Eligible | ≤ 350W LED High Bay/Low Bay, replacing or instead of 12L T8 or 10L T5HO | L4796: ≤ 350W LED High Bay/Low Bay, replacing or instead of 12L T8 or 10L T5HO | 65 | Fixture | 65 | Fixture | N/A | Fixture | 4796 | 4796 | 4796 | No | No | No | 100% | 100% | 100% | No | No | No |  |  | Lighting | 11
5235 | 5235 | 5235 | R5235 | R5235 | Not Eligible | Refrigeration Savings for Lighting Upgrades in Freezers | R5235: Refrigeration Savings for Lighting Upgrades in Freezers | 0.07 | Lighting Watts Reduced | 0.07 | Lighting Watts Reduced | N/A | Lighting Watts Reduced | 5235 | 5235 | 5235 | No | No | No | 100% | 100% | 100% | No | No | No | Lighting | A | Lighting | 12
5236 | 5236 | 5236 | R5236 | R5236 | Not Eligible | Refrigeration Savings for Lighting Upgrades in Coolers | R5236: Refrigeration Savings for Lighting Upgrades in Coolers | 0.07 | Lighting Watts Reduced | 0.07 | Lighting Watts Reduced | N/A | Lighting Watts Reduced | 5236 | 5236 | 5236 | No | No | No | 100% | 100% | 100% | No | No | No | Lighting | A | Lighting | 12
5235 | 5235 | 5235 | L5235 | L5235 | Not Eligible | Refrigeration Savings for Lighting Upgrades in Freezers | L5235: Refrigeration Savings for Lighting Upgrades in Freezers | 0.07 | Lighting Watts Reduced | 0.07 | Lighting Watts Reduced | N/A | Lighting Watts Reduced | 5235 | 5235 | 5235 | No | No | No | 100% | 100% | 100% | No | No | No | Lighting | A | Lighting | 12
5236 | 5236 | 5236 | L5236 | L5236 | Not Eligible | Refrigeration Savings for Lighting Upgrades in Coolers | L5236: Refrigeration Savings for Lighting Upgrades in Coolers | 0.07 | Lighting Watts Reduced | 0.07 | Lighting Watts Reduced | N/A | Lighting Watts Reduced | 5236 | 5236 | 5236 | No | No | No | 100% | 100% | 100% | No | No | No | Lighting | A | Lighting | 12
4354 | 4354 | 4354 | L4354 | Not Eligible | Not Eligible | LED Downlight Fixtures replacing or instead of Incandescent, CFL, or HID fixture | L4354: LED Downlight Fixtures replacing or instead of Incandescent, CFL, or HID fixture | 0.11 | Watt Reduced | 0.11 | Watt Reduced | N/A | Watt Reduced | 4354 | 4354 | 4354 | No | No | No | 100% | 100% | 100% | No | No | Yes | Lighting | A | Lighting | 13
4813 | 4813 | 4813 | L4813 | L4813 | Not Eligible | LED Track/Mono/Accent fixtures replacing incandescent, CFL, or HID fixture | L4813: LED Track/Mono/Accent fixtures replacing incandescent, CFL, or HID fixture | 0.1 | Watt Reduced | 0.1 | Watt Reduced | N/A | Watt Reduced | 4813 | 4813 | 4813 | No | No | No | 100% | 100% | 100% | No | No | Yes | Lighting | A | Lighting | 13
3097 | 3097 | 3097 | L3097 | L3097 | Not Eligible | LED Stairwell or Passageway Fixture | L3097: LED Stairwell or Passageway Fixture | 12 | Fixture | 12 | Fixture | N/A | Fixture | 3097 | 3097 | 3097 | No | No | No | 100% | 100% | 100% | No | No | No |  |  | Lighting | 14
3903 | 3903 | 3903 | L3903 | L3903 | Not Eligible | Interior LED Signage | L3903: Interior LED Signage | 0.2 | Watt Reduced | 0.2 | Watt Reduced | N/A | Watt Reduced | 3903 | 3903 | 3903 | No | No | No | 100% | 100% | 100% | No | No | Yes | Lighting | A | Lighting | 14
5211 | 5211 | 5211 | L5211 | Not Eligible | Not Eligible | Omnidirectional Interior LED with rated lumen output of 1,600-1,999 replacing incandescent or CFL | L5211: Omnidirectional Interior LED with rated lumen output of 1,600-1,999 replacing incandescent or CFL | 3 | Lamp | 3 | Lamp | N/A | Lamp | 5211 | 5211 | 5211 | No | No | No | 50% | 50% | 50% | No | No | No |  |  | Lighting | 15
5212 | 5212 | 5212 | L5212 | Not Eligible | Not Eligible | Omnidirectional Interior LED with rated lumen output of 1,100-1,599 replacing incandescent or CFL | L5212: Omnidirectional Interior LED with rated lumen output of 1,100-1,599 replacing incandescent or CFL | 2 | Lamp | 2 | Lamp | N/A | Lamp | 5212 | 5212 | 5212 | No | No | No | 50% | 50% | 50% | No | No | No |  |  | Lighting | 15
5213 | 5213 | 5213 | L5213 | Not Eligible | Not Eligible | Omnidirectional Interior LED with rated lumen output of 800-1,099 replacing incandescent or CFL | L5213: Omnidirectional Interior LED with rated lumen output of 800-1,099 replacing incandescent or CFL | 1.5 | Lamp | 1.5 | Lamp | N/A | Lamp | 5213 | 5213 | 5213 | No | No | No | 50% | 50% | 50% | No | No | No |  |  | Lighting | 15
5214 | 5214 | 5214 | L5214 | Not Eligible | Not Eligible | Omnidirectional Interior LED with rated lumen output of 450-799 replacing incandescent or CFL | L5214: Omnidirectional Interior LED with rated lumen output of 450-799 replacing incandescent or CFL | 1 | Lamp | 1 | Lamp | N/A | Lamp | 5214 | 5214 | 5214 | No | No | No | 50% | 50% | 50% | No | No | No |  |  | Lighting | 15
5215 | 5215 | 5215 | L5215 | Not Eligible | Not Eligible | Omnidirectional Interior LED with rated lumen output of 250-449 replacing incandescent or CFL | L5215: Omnidirectional Interior LED with rated lumen output of 250-449 replacing incandescent or CFL | 1 | Lamp | 1 | Lamp | N/A | Lamp | 5215 | 5215 | 5215 | No | No | No | 50% | 50% | 50% | No | No | No |  |  | Lighting | 15
5216 | 5216 | 5216 | L5216 | Not Eligible | Not Eligible | Decorative Interior LED with rated lumen output of 1,600-1,999 replacing incandescent or CFL | L5216: Decorative Interior LED with rated lumen output of 1,600-1,999 replacing incandescent or CFL | 3 | Lamp | 3 | Lamp | N/A | Lamp | 5216 | 5216 | 5216 | No | No | No | 50% | 50% | 50% | No | No | No |  |  | Lighting | 15
5217 | 5217 | 5217 | L5217 | Not Eligible | Not Eligible | Decorative Interior LED with rated lumen output of 1,100-1,599 replacing incandescent or CFL | L5217: Decorative Interior LED with rated lumen output of 1,100-1,599 replacing incandescent or CFL | 2 | Lamp | 2 | Lamp | N/A | Lamp | 5217 | 5217 | 5217 | No | No | No | 50% | 50% | 50% | No | No | No |  |  | Lighting | 15
5218 | 5218 | 5218 | L5218 | Not Eligible | Not Eligible | Decorative Interior LED with rated lumen output of 800-1,099 replacing incandescent or CFL | L5218: Decorative Interior LED with rated lumen output of 800-1,099 replacing incandescent or CFL | 1.5 | Lamp | 1.5 | Lamp | N/A | Lamp | 5218 | 5218 | 5218 | No | No | No | 50% | 50% | 50% | No | No | No |  |  | Lighting | 15
5219 | 5219 | 5219 | L5219 | Not Eligible | Not Eligible | Decorative Interior LED with rated lumen output of 450-799 replacing incandescent or CFL | L5219: Decorative Interior LED with rated lumen output of 450-799 replacing incandescent or CFL | 1 | Lamp | 1 | Lamp | N/A | Lamp | 5219 | 5219 | 5219 | No | No | No | 50% | 50% | 50% | No | No | No |  |  | Lighting | 15
5220 | 5220 | 5220 | L5220 | Not Eligible | Not Eligible | Decorative Interior LED with rated lumen output of 250-449 replacing incandescent or CFL | L5220: Decorative Interior LED with rated lumen output of 250-449 replacing incandescent or CFL | 1 | Lamp | 1 | Lamp | N/A | Lamp | 5220 | 5220 | 5220 | No | No | No | 50% | 50% | 50% | No | No | No |  |  | Lighting | 15
3941 | 3941 | 3941 | L3941 | Not Eligible | Not Eligible | ENERGY STAR Directional LED replacing incandescent 120W – 250W, Interior | L3941: ENERGY STAR Directional LED replacing incandescent 120W – 250W, Interior | 4 | Lamp | 4 | Lamp | N/A | Lamp | 3941 | 3941 | 3941 | No | No | No | 50% | 50% | 50% | No | No | No |  |  | Lighting | 16
3942 | 3942 | 3942 | L3942 | Not Eligible | Not Eligible | ENERGY STAR Directional LED replacing incandescent 100W – 119W, Interior | L3942: ENERGY STAR Directional LED replacing incandescent 100W – 119W, Interior | 3 | Lamp | 3 | Lamp | N/A | Lamp | 3942 | 3942 | 3942 | No | No | No | 50% | 50% | 50% | No | No | No |  |  | Lighting | 16
3943 | 3943 | 3943 | L3943 | Not Eligible | Not Eligible | ENERGY STAR Directional LED replacing incandescent 75W – 99W, Interior | L3943: ENERGY STAR Directional LED replacing incandescent 75W – 99W, Interior | 2.5 | Lamp | 2.5 | Lamp | N/A | Lamp | 3943 | 3943 | 3943 | No | No | No | 50% | 50% | 50% | No | No | No |  |  | Lighting | 16
3944 | 3944 | 3944 | L3944 | Not Eligible | Not Eligible | ENERGY STAR Directional LED replacing incandescent 55W – 74W, Interior | L3944: ENERGY STAR Directional LED replacing incandescent 55W – 74W, Interior | 2 | Lamp | 2 | Lamp | N/A | Lamp | 3944 | 3944 | 3944 | No | No | No | 50% | 50% | 50% | No | No | No |  |  | Lighting | 16
3945 | 3945 | 3945 | L3945 | Not Eligible | Not Eligible | ENERGY STAR Directional LED replacing incandescent 36W – 54W, Interior | L3945: ENERGY STAR Directional LED replacing incandescent 36W – 54W, Interior | 1.5 | Lamp | 1.5 | Lamp | N/A | Lamp | 3945 | 3945 | 3945 | No | No | No | 50% | 50% | 50% | No | No | No |  |  | Lighting | 16
3946 | 3946 | 3946 | L3946 | Not Eligible | Not Eligible | ENERGY STAR Directional LED replacing incandescent ≤ 35W, Interior | L3946: ENERGY STAR Directional LED replacing incandescent ≤ 35W, Interior | 1 | Lamp | 1 | Lamp | N/A | Lamp | 3946 | 3946 | 3946 | No | No | No | 50% | 50% | 50% | No | No | No |  |  | Lighting | 16
3932 | 3932 | 3932 | L3932 | L3932 | Not Eligible | ENERGY STAR Directional LED replacing CFL ≥ 23W, Interior | L3932: ENERGY STAR Directional LED replacing CFL ≥ 23W, Interior | 1.5 | Lamp | 1.5 | Lamp | N/A | Lamp | 3932 | 3932 | 3932 | No | No | No | 50% | 50% | 50% | No | No | No |  |  | Lighting | 16
3933 | 3933 | 3933 | L3933 | L3933 | Not Eligible | ENERGY STAR Directional LED replacing CFL 14W – 22W, Interior | L3933: ENERGY STAR Directional LED replacing CFL 14W – 22W, Interior | 1.25 | Lamp | 1.25 | Lamp | N/A | Lamp | 3933 | 3933 | 3933 | No | No | No | 50% | 50% | 50% | No | No | No |  |  | Lighting | 16
3934 | 3934 | 3934 | L3934 | L3934 | Not Eligible | ENERGY STAR Directional LED replacing CFL ≤ 13W, Interior | L3934: ENERGY STAR Directional LED replacing CFL ≤ 13W, Interior | 1 | Lamp | 1 | Lamp | N/A | Lamp | 3934 | 3934 | 3934 | No | No | No | 50% | 50% | 50% | No | No | No |  |  | Lighting | 16
3962 | 3962 | 3962 | L3962 | L3962 | Not Eligible | DLC listed, Mogul Screw-Base (E39) LED lamp replacing HID | L3962: DLC listed, Mogul Screw-Base (E39) LED lamp replacing HID | 0.1 | Watt Reduced | 0.1 | Watt Reduced | N/A | Watt Reduced | 3962 | 3962 | 3962 | No | No | No | 100% | 100% | 100% | No | No | Yes | Lighting | A | Lighting | 17
4779 | 4779 | 4779 | L4779 | L4779 | Not Eligible | Four-pin base LED Lamp Replacing CFL | L4779: Four-pin base LED Lamp Replacing CFL | 0.1 | Watt Reduced | 0.1 | Watt Reduced | N/A | Watt Reduced | 4779 | 4779 | 4779 | No | No | No | 100% | 100% | 100% | No | No | Yes | Lighting | A | Lighting | 17
3511 | 3511 | 3511 | L3511 | Not Eligible | Not Eligible | 4' TLED, ≤24W, replacing 4' T8 or T12 Lamp w/External Driver (UL Type C) | L3511: 4' TLED, ≤24W, replacing 4' T8 or T12 Lamp w/External Driver (UL Type C) | 1.5 | Lamp | 1.5 | Lamp | N/A | Lamp | 3511 | 3511 | 3511 | No | No | No | 50% | 50% | 50% | No | No | No |  |  | Lighting | 18
3759 | 3759 | 3759 | L3759 | Not Eligible | Not Eligible | 4' TLED, ≤24W, replacing 4' T8 or T12 Lamp, Direct Wire (UL Type B) | L3759: 4' TLED, ≤24W, replacing 4' T8 or T12 Lamp, Direct Wire (UL Type B) | 1.5 | Lamp | 1.5 | Lamp | N/A | Lamp | 3759 | 3759 | 3759 | No | No | No | 50% | 50% | 50% | No | No | No |  |  | Lighting | 18
3512 | 3512 | 3512 | L3512 | Not Eligible | Not Eligible | 4' TLED, ≤24W, replacing 4' T8 or T12 Lamp Utilizing Existing Ballast (UL Type A) | L3512: 4' TLED, ≤24W, replacing 4' T8 or T12 Lamp Utilizing Existing Ballast (UL Type A) | 1.25 | Lamp | 1.25 | Lamp | N/A | Lamp | 3512 | 3512 | 3512 | No | No | No | 50% | 50% | 50% | No | No | No |  |  | Lighting | 18
4803 | 4803 | 4803 | L4803 | Not Eligible | Not Eligible | LED Replacement of 4' T5 Lamp w/External Driver (UL Type C) | L4803: LED Replacement of 4' T5 Lamp w/External Driver (UL Type C) | 2 | Lamp | 2 | Lamp | N/A | Lamp | 4803 | 4803 | 4803 | No | No | No | 50% | 50% | 50% | No | No | No |  |  | Lighting | 18
4804 | 4804 | 4804 | L4804 | Not Eligible | Not Eligible | LED Replacement of 4' T5HO Lamp w/External Driver (UL Type C) | L4804: LED Replacement of 4' T5HO Lamp w/External Driver (UL Type C) | 3 | Lamp | 3 | Lamp | N/A | Lamp | 4804 | 4804 | 4804 | No | No | No | 50% | 50% | 50% | No | No | No |  |  | Lighting | 18
4805 | 4805 | 4805 | L4805 | Not Eligible | Not Eligible | LED Replacement of 4' T5 Lamp, Direct Wire (UL Type B) | L4805: LED Replacement of 4' T5 Lamp, Direct Wire (UL Type B) | 2 | Lamp | 2 | Lamp | N/A | Lamp | 4805 | 4805 | 4805 | No | No | No | 50% | 50% | 50% | No | No | No |  |  | Lighting | 18
4806 | 4806 | 4806 | L4806 | Not Eligible | Not Eligible | LED Replacement of 4' T5HO Lamp, Direct Wire (UL Type B) | L4806: LED Replacement of 4' T5HO Lamp, Direct Wire (UL Type B) | 3 | Lamp | 3 | Lamp | N/A | Lamp | 4806 | 4806 | 4806 | No | No | No | 50% | 50% | 50% | No | No | No |  |  | Lighting | 18
4807 | 4807 | 4807 | L4807 | Not Eligible | Not Eligible | LED Replacement of 4' T5 Lamp Utilizing Existing Ballast (UL Type A) | L4807: LED Replacement of 4' T5 Lamp Utilizing Existing Ballast (UL Type A) | 1.5 | Lamp | 1.5 | Lamp | N/A | Lamp | 4807 | 4807 | 4807 | No | No | No | 50% | 50% | 50% | No | No | No |  |  | Lighting | 18
4808 | 4808 | 4808 | L4808 | Not Eligible | Not Eligible | LED Replacement of 4' T5HO Lamp Utilizing Existing Ballast (UL Type A) | L4808: LED Replacement of 4' T5HO Lamp Utilizing Existing Ballast (UL Type A) | 2.5 | Lamp | 2.5 | Lamp | N/A | Lamp | 4808 | 4808 | 4808 | No | No | No | 50% | 50% | 50% | No | No | No |  |  | Lighting | 18
4797 | 4797 | 4797 | L4797 | L4797 | Not Eligible | LED Replacement of 2' T8 or T12 Lamp w/External Driver (UL Type C) | L4797: LED Replacement of 2' T8 or T12 Lamp w/External Driver (UL Type C) | 1.25 | Lamp | 1.25 | Lamp | N/A | Lamp | 4797 | 4797 | 4797 | No | No | No | 50% | 50% | 50% | No | No | No |  |  | Lighting | 19
4798 | 4798 | 4798 | L4798 | L4798 | Not Eligible | LED Replacement of 2' T8 or T12 Lamp, Direct Wire (UL Type B) | L4798: LED Replacement of 2' T8 or T12 Lamp, Direct Wire (UL Type B) | 1.5 | Lamp | 1.5 | Lamp | N/A | Lamp | 4798 | 4798 | 4798 | No | No | No | 50% | 50% | 50% | No | No | No |  |  | Lighting | 19
4799 | 4799 | 4799 | L4799 | L4799 | Not Eligible | LED Replacement of 2' T8 or T12 Lamp Utilizing Existing Ballast (UL Type A) | L4799: LED Replacement of 2' T8 or T12 Lamp Utilizing Existing Ballast (UL Type A) | 1 | Lamp | 1 | Lamp | N/A | Lamp | 4799 | 4799 | 4799 | No | No | No | 50% | 50% | 50% | No | No | No |  |  | Lighting | 19
4800 | 4800 | 4800 | L4800 | L4800 | Not Eligible | LED Replacement of U-Bend T8 or T12 Lamp w/External Driver (UL Type C) | L4800: LED Replacement of U-Bend T8 or T12 Lamp w/External Driver (UL Type C) | 1.5 | Lamp | 1.5 | Lamp | N/A | Lamp | 4800 | 4800 | 4800 | No | No | No | 50% | 50% | 50% | No | No | No |  |  | Lighting | 19
4801 | 4801 | 4801 | L4801 | L4801 | Not Eligible | LED Replacement of U-Bend T8 or T12 Lamp, Direct Wire (UL Type B) | L4801: LED Replacement of U-Bend T8 or T12 Lamp, Direct Wire (UL Type B) | 2 | Lamp | 2 | Lamp | N/A | Lamp | 4801 | 4801 | 4801 | No | No | No | 50% | 50% | 50% | No | No | No |  |  | Lighting | 19
4802 | 4802 | 4802 | L4802 | L4802 | Not Eligible | LED Replacement of U-Bend T8 or T12 Lamp Utilizing Existing Ballast (UL Type A) | L4802: LED Replacement of U-Bend T8 or T12 Lamp Utilizing Existing Ballast (UL Type A) | 1.5 | Lamp | 1.5 | Lamp | N/A | Lamp | 4802 | 4802 | 4802 | No | No | No | 50% | 50% | 50% | No | No | No |  |  | Lighting | 19
4809 | 4809 | 4809 | L4809 | Not Eligible | Not Eligible | LED Replacement of 8' T8 or T12 Lamp w/External Driver (UL Type C) | L4809: LED Replacement of 8' T8 or T12 Lamp w/External Driver (UL Type C) | 3.5 | Lamp | 3.5 | Lamp | N/A | Lamp | 4809 | 4809 | 4809 | No | No | No | 50% | 50% | 50% | No | No | No |  |  | Lighting | 19
4810 | 4810 | 4810 | L4810 | Not Eligible | Not Eligible | LED Replacement of 8' T8 or T12 Lamp, Direct Wire (UL Type B) | L4810: LED Replacement of 8' T8 or T12 Lamp, Direct Wire (UL Type B) | 4 | Lamp | 4 | Lamp | N/A | Lamp | 4810 | 4810 | 4810 | No | No | No | 50% | 50% | 50% | No | No | No |  |  | Lighting | 19
4811 | 4811 | 4811 | L4811 | Not Eligible | Not Eligible | LED Replacement of 8' T8 or T12 Lamp Utilizing Existing Ballast (UL Type A) | L4811: LED Replacement of 8' T8 or T12 Lamp Utilizing Existing Ballast (UL Type A) | 3 | Lamp | 3 | Lamp | N/A | Lamp | 4811 | 4811 | 4811 | No | No | No | 50% | 50% | 50% | No | No | No |  |  | Lighting | 19
5029 | 5029 | 5029 | L5029 | Not Eligible | Not Eligible | CLS Fixture or Retrofit Kit Upgrade | L5029: CLS Fixture or Retrofit Kit Upgrade | 0.25 | Watt Reduced | 0.25 | Watt Reduced | N/A | Watt Reduced | 5029 | 5029 | 5029 | No | No | No | 50% | 50% | 50% | No | Yes | Yes |  |  | Lighting | 20
4948 | 4948 | 4948 | Eligible under BNC | Eligible under BNC | N-L4948 | Lighting Power Density (LPD) better than code requirements | Eligible under BNC: Lighting Power Density (LPD) better than code requirements | N/A | kWh Reduced | N/A | kWh Reduced | 0.04 | kWh Reduced | 4948 | 4948 | 4948 | Yes-to NC Prgm | Yes-to NC Prgm | Yes-to NC Prgm | 100% | 100% | 100% | No | Yes | Yes |  |  | Lighting | 21
5233 | 5233 | 5233 | Eligible under BNC | Eligible under BNC | N-L5233 | Networked Lighting Controls (NLC) better than code requirements | N-L5233: Networked Lighting Controls (NLC) better than code requirements | N/A | kWh Reduced | N/A | kWh Reduced | 0.04 | kWh Reduced | 5233 | 5233 | 5233 | Yes-to NC Prgm | Yes-to NC Prgm | Yes-to NC Prgm | 100% | 100% | 100% | No | Yes | Yes |  |  | Lighting | 21
[6 empty] | ----------------------LIGHTING CATALOG: EXTERIOR FIXTURES AND LAMPS---------------------------- | ----------------------LIGHTING CATALOG: EXTERIOR FIXTURES AND LAMPS---------------------------- | [20 empty] | Lighting
4280 | 4280 | 4280 | L4280 | Not Eligible | N-L4280 | Outdoor LED Fixture or Retrofit Kit – Low Output ≤4,999 lumens | L4280: Outdoor LED Fixture or Retrofit Kit – Low Output ≤4,999 lumens | 15 | Fixture | 15 | Fixture | 10 | Fixture | 4280 | 4280 | 4280 | Yes-to NC Prgm | Yes-to NC Prgm | Yes-to NC Prgm | 100% | 100% | 100% | No | No | No |  |  | Lighting | 22
4281 | 4281 | 4281 | L4281 | Not Eligible | N-L4281 | Outdoor LED Fixture or Retrofit Kit – Mid Output 5,000 – 9,999 lumens | L4281: Outdoor LED Fixture or Retrofit Kit – Mid Output 5,000 – 9,999 lumens | 25 | Fixture | 25 | Fixture | 20 | Fixture | 4281 | 4281 | 4281 | Yes-to NC Prgm | Yes-to NC Prgm | Yes-to NC Prgm | 100% | 100% | 100% | No | No | No |  |  | Lighting | 22
4282 | 4282 | 4282 | L4282 | Not Eligible | N-L4282 | Outdoor LED Fixture or Retrofit Kit – High Output 10,000 – 29,999 lumens | L4282: Outdoor LED Fixture or Retrofit Kit – High Output 10,000 – 29,999 lumens | 50 | Fixture | 50 | Fixture | 50 | Fixture | 4282 | 4282 | 4282 | Yes-to NC Prgm | Yes-to NC Prgm | Yes-to NC Prgm | 100% | 100% | 100% | No | No | No |  |  | Lighting | 22
4283 | 4283 | 4283 | L4283 | Not Eligible | N-L4283 | Outdoor LED Fixture or Retrofit Kit – Very High Output ≥30,000 lumens | L4283: Outdoor LED Fixture or Retrofit Kit – Very High Output ≥30,000 lumens | 120 | Fixture | 120 | Fixture | 100 | Fixture | 4283 | 4283 | 4283 | Yes-to NC Prgm | Yes-to NC Prgm | Yes-to NC Prgm | 100% | 100% | 100% | No | No | No | Lighting | A | Lighting | 22
5065 | 5065 | 5065 | Not Eligible | Not Eligible | N-L5065 | Outdoor LED Fixture or Retrofit Kit – Low Output ≤4,999 lumens, with NLC | N-L5065: Outdoor LED Fixture or Retrofit Kit – Low Output ≤4,999 lumens, with NLC | N/A | Fixture | N/A | Fixture | 20 | Fixture | 5065 | 5065 | 4280 | Yes-to NC Prgm | Yes-to NC Prgm | Yes-to NC Prgm | 100% | 100% | 100% | No | No | No |  |  | Lighting | 22
5066 | 5066 | 5066 | Not Eligible | Not Eligible | N-L5066 | Outdoor LED Fixture or Retrofit Kit – Mid Output 5,000 – 9,999 lumens, with NLC | N-L5066: Outdoor LED Fixture or Retrofit Kit – Mid Output 5,000 – 9,999 lumens, with NLC | N/A | Fixture | N/A | Fixture | 40 | Fixture | 5066 | 5066 | 4281 | Yes-to NC Prgm | Yes-to NC Prgm | Yes-to NC Prgm | 100% | 100% | 100% | No | No | No |  |  | Lighting | 22
5067 | 5067 | 5067 | Not Eligible | Not Eligible | N-L5067 | Outdoor LED Fixture or Retrofit Kit – High Output 10,000 – 29,999 lumens, with NLC | N-L5067: Outdoor LED Fixture or Retrofit Kit – High Output 10,000 – 29,999 lumens, with NLC | N/A | Fixture | N/A | Fixture | 100 | Fixture | 5067 | 5067 | 4282 | Yes-to NC Prgm | Yes-to NC Prgm | Yes-to NC Prgm | 100% | 100% | 100% | No | No | No |  |  | Lighting | 22
5068 | 5068 | 5068 | Not Eligible | Not Eligible | N-L5068 | Outdoor LED Fixture or Retrofit Kit – Very High Output ≥30,000 lumens, with NLC | N-L5068: Outdoor LED Fixture or Retrofit Kit – Very High Output ≥30,000 lumens, with NLC | N/A | Fixture | N/A | Fixture | 200 | Fixture | 5068 | 5068 | 4283 | Yes-to NC Prgm | Yes-to NC Prgm | Yes-to NC Prgm | 100% | 100% | 100% | No | No | No |  |  | Lighting | 22
4356 | 4356 | 4356 | L4356 | Not Eligible | N-L4356 | LED Downlight Fixtures replacing or instead of Incandescent, CFL or HID fixture, Exterior | L4356: LED Downlight Fixtures replacing or instead of Incandescent, CFL or HID fixture, Exterior | 0.11 | Watt Reduced | 0.11 | Watt Reduced | 0.1 | Watt Reduced | 4356 | 4356 | 4356 | Yes-to NC Prgm | Yes-to NC Prgm | Yes-to NC Prgm | 100% | 100% | 100% | No | No | Yes |  |  | Lighting | 23
4781 | 4781 | 4781 | L4781 | Not Eligible | N-L4781 | LED Fixture < 11 W/ft Replacing or Instead of 1L or 2L T8/T12 in Cross Section - 12 Hours/Day | L4781: LED Fixture < 11 W/ft Replacing or Instead of 1L or 2L T8/T12 in Cross Section - 12 Hours/Day | 2 | Linear Foot | 2 | Linear Foot | 1 | Linear Foot | 4781 | 4781 | 4781 | Yes-to NC Prgm | Yes-to NC Prgm | Yes-to NC Prgm | 100% | 100% | 100% | No | No | No |  |  | Lighting | 23
4782 | 4782 | 4782 | L4782 | Not Eligible | N-L4782 | LED Fixture < 11 W/ft Replacing or Instead of 1L or 2L T8/T12 in Cross Section - 24 Hours/Day | L4782: LED Fixture < 11 W/ft Replacing or Instead of 1L or 2L T8/T12 in Cross Section - 24 Hours/Day | 2 | Linear Foot | 2 | Linear Foot | 1 | Linear Foot | 4782 | 4782 | 4782 | Yes-to NC Prgm | Yes-to NC Prgm | Yes-to NC Prgm | 100% | 100% | 100% | No | No | No |  |  | Lighting | 23
4783 | 4783 | 4783 | L4783 | Not Eligible | N-L4783 | LED Fixture < 24 W/ft Replacing or Instead of 3L or 4L T8/T12 in Cross Section - 12 Hours/Day | L4783: LED Fixture < 24 W/ft Replacing or Instead of 3L or 4L T8/T12 in Cross Section - 12 Hours/Day | 5 | Linear Foot | 5 | Linear Foot | 3 | Linear Foot | 4783 | 4783 | 4783 | Yes-to NC Prgm | Yes-to NC Prgm | Yes-to NC Prgm | 100% | 100% | 100% | No | No | No |  |  | Lighting | 23
4784 | 4784 | 4784 | L4784 | Not Eligible | N-L4784 | LED Fixture < 24 W/ft Replacing or Instead of 3L or 4L T8/T12 in Cross Section - 24 Hours/Day | L4784: LED Fixture < 24 W/ft Replacing or Instead of 3L or 4L T8/T12 in Cross Section - 24 Hours/Day | 5 | Linear Foot | 5 | Linear Foot | 3 | Linear Foot | 4784 | 4784 | 4784 | Yes-to NC Prgm | Yes-to NC Prgm | Yes-to NC Prgm | 100% | 100% | 100% | No | No | No |  |  | Lighting | 23
4785 | 4785 | 4785 | L4785 | Not Eligible | N-L4785 | LED Fixture < 9 W/ft Replacing or Instead of 1L or 2L T5 in Cross Section - 12 Hours/Day | L4785: LED Fixture < 9 W/ft Replacing or Instead of 1L or 2L T5 in Cross Section - 12 Hours/Day | 2 | Linear Foot | 2 | Linear Foot | 1 | Linear Foot | 4785 | 4785 | 4785 | Yes-to NC Prgm | Yes-to NC Prgm | Yes-to NC Prgm | 100% | 100% | 100% | No | No | No |  |  | Lighting | 23
4786 | 4786 | 4786 | L4786 | Not Eligible | N-L4786 | LED Fixture < 9 W/ft Replacing or Instead of 1L or 2L T5 in Cross Section - 24 Hours/Day | L4786: LED Fixture < 9 W/ft Replacing or Instead of 1L or 2L T5 in Cross Section - 24 Hours/Day | 2 | Linear Foot | 2 | Linear Foot | 1 | Linear Foot | 4786 | 4786 | 4786 | Yes-to NC Prgm | Yes-to NC Prgm | Yes-to NC Prgm | 100% | 100% | 100% | No | No | No |  |  | Lighting | 23
4787 | 4787 | 4787 | L4787 | Not Eligible | N-L4787 | LED Fixture < 24 W/ft Replacing or Instead of 3L or 4L T5 in Cross Section - 12 Hours/Day | L4787: LED Fixture < 24 W/ft Replacing or Instead of 3L or 4L T5 in Cross Section - 12 Hours/Day | 5 | Linear Foot | 5 | Linear Foot | 3 | Linear Foot | 4787 | 4787 | 4787 | Yes-to NC Prgm | Yes-to NC Prgm | Yes-to NC Prgm | 100% | 100% | 100% | No | No | No |  |  | Lighting | 23
4788 | 4788 | 4788 | L4788 | Not Eligible | N-L4788 | LED Fixture < 24 W/ft Replacing or Instead of 3L or 4L T5 in Cross Section - 24 Hours/Day | L4788: LED Fixture < 24 W/ft Replacing or Instead of 3L or 4L T5 in Cross Section - 24 Hours/Day | 5 | Linear Foot | 5 | Linear Foot | 3 | Linear Foot | 4788 | 4788 | 4788 | Yes-to NC Prgm | Yes-to NC Prgm | Yes-to NC Prgm | 100% | 100% | 100% | No | No | No |  |  | Lighting | 23
4316 | 4316 | 4316 | L4316 | L4316 | Not Eligible | 4' 2-lamp TLED <24W replacing 8' 1-lamp T8 or T12, 24 Hour, Exterior | L4316: 4' 2-lamp TLED <24W replacing 8' 1-lamp T8 or T12, 24 Hour, Exterior | 10 | Fixture | 10 | Fixture | N/A | Fixture | 4316 | 4316 | 4316 | No | No | No | 100% | 100% | 100% | No | No | No |  |  | Lighting | 24
4315 | 4315 | 4315 | L4315 | L4315 | Not Eligible | 4' 2-lamp TLED <24W replacing 8' 1-lamp T8 or T12, 12 Hour, Exterior | L4315: 4' 2-lamp TLED <24W replacing 8' 1-lamp T8 or T12, 12 Hour, Exterior | 10 | Fixture | 10 | Fixture | N/A | Fixture | 4315 | 4315 | 4315 | No | No | No | 100% | 100% | 100% | No | No | No |  |  | Lighting | 24
4319 | 4319 | 4319 | L4319 | L4319 | Not Eligible | 4' 2-lamp TLED <24W replacing 8' 1-lamp T8HO or T12HO, 24 Hour, Exterior | L4319: 4' 2-lamp TLED <24W replacing 8' 1-lamp T8HO or T12HO, 24 Hour, Exterior | 10 | Fixture | 10 | Fixture | N/A | Fixture | 4319 | 4319 | 4319 | No | No | No | 100% | 100% | 100% | No | No | No |  |  | Lighting | 24
4318 | 4318 | 4318 | L4318 | L4318 | Not Eligible | 4' 2-lamp TLED <24W replacing 8' 1-lamp T8HO or T12HO, 12 Hour, Exterior | L4318: 4' 2-lamp TLED <24W replacing 8' 1-lamp T8HO or T12HO, 12 Hour, Exterior | 10 | Fixture | 10 | Fixture | N/A | Fixture | 4318 | 4318 | 4318 | No | No | No | 100% | 100% | 100% | No | No | No |  |  | Lighting | 24
4322 | 4322 | 4322 | L4322 | L4322 | Not Eligible | 4’ 4-lamp TLED <24W replacing 8' 2-lamp T8 or T12, 24 Hour, Exterior | L4322: 4’ 4-lamp TLED <24W replacing 8' 2-lamp T8 or T12, 24 Hour, Exterior | 12.5 | Fixture | 12.5 | Fixture | N/A | Fixture | 4322 | 4322 | 4322 | No | No | No | 100% | 100% | 100% | No | No | No |  |  | Lighting | 24
4321 | 4321 | 4321 | L4321 | L4321 | Not Eligible | 4’ 4-lamp TLED <24W replacing 8' 2-lamp T8 or T12, 12 Hour, Exterior | L4321: 4’ 4-lamp TLED <24W replacing 8' 2-lamp T8 or T12, 12 Hour, Exterior | 12.5 | Fixture | 12.5 | Fixture | N/A | Fixture | 4321 | 4321 | 4321 | No | No | No | 100% | 100% | 100% | No | No | No |  |  | Lighting | 24
4325 | 4325 | 4325 | L4325 | L4325 | Not Eligible | 4' 4-lamp TLED <24W replacing 8' 2-lamp T8HO or T12HO, 24 Hour, Exterior | L4325: 4' 4-lamp TLED <24W replacing 8' 2-lamp T8HO or T12HO, 24 Hour, Exterior | 12.5 | Fixture | 12.5 | Fixture | N/A | Fixture | 4325 | 4325 | 4325 | No | No | No | 100% | 100% | 100% | No | No | No |  |  | Lighting | 24
4324 | 4324 | 4324 | L4324 | L4324 | Not Eligible | 4' 4-lamp TLED <24W replacing 8' 2-lamp T8HO or T12HO, 12 Hour, Exterior | L4324: 4' 4-lamp TLED <24W replacing 8' 2-lamp T8HO or T12HO, 12 Hour, Exterior | 12.5 | Fixture | 12.5 | Fixture | N/A | Fixture | 4324 | 4324 | 4324 | No | No | No | 100% | 100% | 100% | No | No | No |  |  | Lighting | 24
4328 | 4328 | 4328 | L4328 | L4328 | Not Eligible | 4' 2-lamp TLED <24W replacing 8' 2-lamp T8 or T12, 24 Hour, Exterior | L4328: 4' 2-lamp TLED <24W replacing 8' 2-lamp T8 or T12, 24 Hour, Exterior | 22.5 | Fixture | 22.5 | Fixture | N/A | Fixture | 4328 | 4328 | 4328 | No | No | No | 100% | 100% | 100% | No | No | No | Lighting | A | Lighting | 24
4327 | 4327 | 4327 | L4327 | L4327 | Not Eligible | 4' 2-lamp TLED <24W replacing 8' 2-lamp T8 or T12, 12 Hour, Exterior | L4327: 4' 2-lamp TLED <24W replacing 8' 2-lamp T8 or T12, 12 Hour, Exterior | 22.5 | Fixture | 22.5 | Fixture | N/A | Fixture | 4327 | 4327 | 4327 | No | No | No | 100% | 100% | 100% | No | No | No | Lighting | A | Lighting | 24
4331 | 4331 | 4331 | L4331 | L4331 | Not Eligible | 4' 2-lamp TLED <24W replacing 8' 2-lamp T8HO or T12HO, 24 Hour, Exterior | L4331: 4' 2-lamp TLED <24W replacing 8' 2-lamp T8HO or T12HO, 24 Hour, Exterior | 22.5 | Fixture | 22.5 | Fixture | N/A | Fixture | 4331 | 4331 | 4331 | No | No | No | 100% | 100% | 100% | No | No | No |  |  | Lighting | 24
4330 | 4330 | 4330 | L4330 | L4330 | Not Eligible | 4' 2-lamp TLED <24W replacing 8' 2-lamp T8HO or T12HO, 12 Hour, Exterior | L4330: 4' 2-lamp TLED <24W replacing 8' 2-lamp T8HO or T12HO, 12 Hour, Exterior | 22.5 | Fixture | 22.5 | Fixture | N/A | Fixture | 4330 | 4330 | 4330 | No | No | No | 100% | 100% | 100% | No | No | No |  |  | Lighting | 24
3904 | 3904 | 3904 | L3904 | L3904 | Not Eligible | Exterior LED Signage | L3904: Exterior LED Signage | 0.2 | Watt Reduced | 0.2 | Watt Reduced | N/A | Watt Reduced | 3904 | 3904 | 3904 | No | No | No | 100% | 100% | 100% | No | No | Yes |  |  | Lighting | 24
3963 | 3963 | 3963 | L3963 | Not Eligible | Not Eligible | DLC listed, Mogul Screw-Base (E39) lamp replacing HID, Exterior | L3963: DLC listed, Mogul Screw-Base (E39) lamp replacing HID, Exterior | 0.15 | Watt Reduced | 0.15 | Watt Reduced | N/A | Watt Reduced | 3963 | 3963 | 3963 | No | No | No | 100% | 100% | 100% | No | No | Yes |  |  | Lighting | 25
5221 | 5221 | 5221 | L5221 | L5221 | Not Eligible | ENERGY STAR Omnidirectional/Decorative LED Lamp, 1,600-1,999 lumens, Exterior | L5221: ENERGY STAR Omnidirectional/Decorative LED Lamp, 1,600-1,999 lumens, Exterior | 3 | Lamp | 3 | Lamp | N/A | Lamp | 5221 | 5221 | 5221 | No | No | No | 50% | 50% | 50% | No | No | No |  |  | Lighting | 26
5222 | 5222 | 5222 | L5222 | L5222 | Not Eligible | ENERGY STAR Omnidirectional/Decorative LED Lamp, 1,100-1,599 lumens, Exterior | L5222: ENERGY STAR Omnidirectional/Decorative LED Lamp, 1,100-1,599 lumens, Exterior | 2 | Lamp | 2 | Lamp | N/A | Lamp | 5222 | 5222 | 5222 | No | No | No | 50% | 50% | 50% | No | No | No |  |  | Lighting | 26
5223 | 5223 | 5223 | L5223 | L5223 | Not Eligible | ENERGY STAR Omnidirectional/Decorative LED Lamp, 800-1,099 lumens, Exterior | L5223: ENERGY STAR Omnidirectional/Decorative LED Lamp, 800-1,099 lumens, Exterior | 1.5 | Lamp | 1.5 | Lamp | N/A | Lamp | 5223 | 5223 | 5223 | No | No | No | 50% | 50% | 50% | No | No | No |  |  | Lighting | 26
5224 | 5224 | 5224 | L5224 | L5224 | Not Eligible | ENERGY STAR Omnidirectional/Decorative LED Lamp, 450-799 lumens, Exterior | L5224: ENERGY STAR Omnidirectional/Decorative LED Lamp, 450-799 lumens, Exterior | 1 | Lamp | 1 | Lamp | N/A | Lamp | 5224 | 5224 | 5224 | No | No | No | 50% | 50% | 50% | No | No | No |  |  | Lighting | 26
5225 | 5225 | 5225 | L5225 | L5225 | Not Eligible | ENERGY STAR Omnidirectional/Decorative LED Lamp, 250-449 lumens, Exterior | L5225: ENERGY STAR Omnidirectional/Decorative LED Lamp, 250-449 lumens, Exterior | 1 | Lamp | 1 | Lamp | N/A | Lamp | 5225 | 5225 | 5225 | No | No | No | 50% | 50% | 50% | No | No | No |  |  | Lighting | 26
5226 | 5226 | 5226 | L5226 | L5226 | Not Eligible | Decorative Exterior LED with rated lumen output of 1,600-1,999 replacing incandescent or CFL | L5226: Decorative Exterior LED with rated lumen output of 1,600-1,999 replacing incandescent or CFL | 3 | Lamp | 3 | Lamp | N/A | Lamp | 5226 | 5226 | 5226 | No | No | No | 50% | 50% | 50% | No | No | No |  |  | Lighting | 26
5227 | 5227 | 5227 | L5227 | L5227 | Not Eligible | Decorative Exterior LED with rated lumen output of 1,100-1,599 replacing incandescent or CFL | L5227: Decorative Exterior LED with rated lumen output of 1,100-1,599 replacing incandescent or CFL | 2 | Lamp | 2 | Lamp | N/A | Lamp | 5227 | 5227 | 5227 | No | No | No | 50% | 50% | 50% | No | No | No |  |  | Lighting | 26
5228 | 5228 | 5228 | L5228 | L5228 | Not Eligible | Decorative Exterior LED with rated lumen output of 800-1,099 replacing incandescent or CFL | L5228: Decorative Exterior LED with rated lumen output of 800-1,099 replacing incandescent or CFL | 1.5 | Lamp | 1.5 | Lamp | N/A | Lamp | 5228 | 5228 | 5228 | No | No | No | 50% | 50% | 50% | No | No | No |  |  | Lighting | 26
5229 | 5229 | 5229 | L5229 | L5229 | Not Eligible | Decorative Exterior LED with rated lumen output of 450-799 replacing incandescent or CFL | L5229: Decorative Exterior LED with rated lumen output of 450-799 replacing incandescent or CFL | 1 | Lamp | 1 | Lamp | N/A | Lamp | 5229 | 5229 | 5229 | No | No | No | 50% | 50% | 50% | No | No | No |  |  | Lighting | 26
5230 | 5230 | 5230 | L5230 | L5230 | Not Eligible | Decorative Exterior LED with rated lumen output of 250-449 replacing incandescent or CFL | L5230: Decorative Exterior LED with rated lumen output of 250-449 replacing incandescent or CFL | 1 | Lamp | 1 | Lamp | N/A | Lamp | 5230 | 5230 | 5230 | No | No | No | 50% | 50% | 50% | No | No | No |  |  | Lighting | 26
3935 | 3935 | 3935 | L3935 | L3935 | Not Eligible | ENERGY STAR Directional LED replacing incandescent 120W – 250W, Exterior | L3935: ENERGY STAR Directional LED replacing incandescent 120W – 250W, Exterior | 4 | Lamp | 4 | Lamp | N/A | Lamp | 3935 | 3935 | 3935 | No | No | No | 50% | 50% | 50% | No | No | No |  |  | Lighting | 26
3936 | 3936 | 3936 | L3936 | L3936 | Not Eligible | ENERGY STAR Directional LED replacing incandescent 100W – 119W, Exterior | L3936: ENERGY STAR Directional LED replacing incandescent 100W – 119W, Exterior | 3 | Lamp | 3 | Lamp | N/A | Lamp | 3936 | 3936 | 3936 | No | No | No | 50% | 50% | 50% | No | No | No |  |  | Lighting | 26
3937 | 3937 | 3937 | L3937 | L3937 | Not Eligible | ENERGY STAR Directional LED replacing incandescent 75W – 99W, Exterior | L3937: ENERGY STAR Directional LED replacing incandescent 75W – 99W, Exterior | 2.5 | Lamp | 2.5 | Lamp | N/A | Lamp | 3937 | 3937 | 3937 | No | No | No | 50% | 50% | 50% | No | No | No |  |  | Lighting | 26
3938 | 3938 | 3938 | L3938 | L3938 | Not Eligible | ENERGY STAR Directional LED replacing incandescent 55W – 74W, Exterior | L3938: ENERGY STAR Directional LED replacing incandescent 55W – 74W, Exterior | 2 | Lamp | 2 | Lamp | N/A | Lamp | 3938 | 3938 | 3938 | No | No | No | 50% | 50% | 50% | No | No | No |  |  | Lighting | 26
3939 | 3939 | 3939 | L3939 | L3939 | Not Eligible | ENERGY STAR Directional LED replacing incandescent 36W – 54W, Exterior | L3939: ENERGY STAR Directional LED replacing incandescent 36W – 54W, Exterior | 1.5 | Lamp | 1.5 | Lamp | N/A | Lamp | 3939 | 3939 | 3939 | No | No | No | 50% | 50% | 50% | No | No | No |  |  | Lighting | 26
3940 | 3940 | 3940 | L3940 | L3940 | Not Eligible | ENERGY STAR Directional LED replacing incandescent ≤ 35W, Exterior | L3940: ENERGY STAR Directional LED replacing incandescent ≤ 35W, Exterior | 1 | Lamp | 1 | Lamp | N/A | Lamp | 3940 | 3940 | 3940 | No | No | No | 50% | 50% | 50% | No | No | No |  |  | Lighting | 26
3929 | 3929 | 3929 | L3929 | L3929 | N-L3929 | ENERGY STAR Directional LED replacing CFL ≥ 23W, Exterior | L3929: ENERGY STAR Directional LED replacing CFL ≥ 23W, Exterior | 1.5 | Lamp | 1.5 | Lamp | N/A | Lamp | 3929 | 3929 | 3929 | No | No | No | 50% | 50% | 50% | No | No | No |  |  | Lighting | 26
3930 | 3930 | 3930 | L3930 | L3930 | N-L3930 | ENERGY STAR Directional LED replacing CFL 14W – 22W, Exterior | L3930: ENERGY STAR Directional LED replacing CFL 14W – 22W, Exterior | 1.25 | Lamp | 1.25 | Lamp | N/A | Lamp | 3930 | 3930 | 3930 | No | No | No | 50% | 50% | 50% | No | No | No |  |  | Lighting | 26
3931 | 3931 | 3931 | L3931 | L3931 | N-L3931 | ENERGY STAR Directional LED replacing CFL ≤ 13W, Exterior | L3931: ENERGY STAR Directional LED replacing CFL ≤ 13W, Exterior | 1 | Lamp | 1 | Lamp | N/A | Lamp | 3931 | 3931 | 3931 | No | No | No | 50% | 50% | 50% | No | No | No |  |  | Lighting | 26
4353 | 4353 | 4353 | L4353 | Not Eligible | Not Eligible | 24 Hour, LED Replacement of 4' T8 or T12 Lamp w/External Driver (UL Type C), Exterior | L4353: 24 Hour, LED Replacement of 4' T8 or T12 Lamp w/External Driver (UL Type C), Exterior | 2 | Lamp | 2 | Lamp | N/A | Lamp | 4353 | 4353 | 4353 | No | No | No | 50% | 50% | 50% | No | No | No |  |  | Lighting | 27
4352 | 4352 | 4352 | L4352 | Not Eligible | Not Eligible | Dusk to Dawn, LED Replacement of 4' T8 or T12 Lamp w/External Driver (UL Type C), Exterior | L4352: Dusk to Dawn, LED Replacement of 4' T8 or T12 Lamp w/External Driver (UL Type C), Exterior | 2 | Lamp | 2 | Lamp | N/A | Lamp | 4352 | 4352 | 4352 | No | No | No | 50% | 50% | 50% | No | No | No |  |  | Lighting | 27
4351 | 4351 | 4351 | L4351 | Not Eligible | Not Eligible | 24 Hour, LED Replacement of 4' T8 or T12 Lamp, Direct Wire (UL Type B), Exterior | L4351: 24 Hour, LED Replacement of 4' T8 or T12 Lamp, Direct Wire (UL Type B), Exterior | 2 | Lamp | 2 | Lamp | N/A | Lamp | 4351 | 4351 | 4351 | No | No | No | 50% | 50% | 50% | No | No | No |  |  | Lighting | 27
4350 | 4350 | 4350 | L4350 | Not Eligible | Not Eligible | Dusk to Dawn, LED Replacement of 4' T8 or T12 Lamp, Direct Wire (UL Type B), Exterior | L4350: Dusk to Dawn, LED Replacement of 4' T8 or T12 Lamp, Direct Wire (UL Type B), Exterior | 2 | Lamp | 2 | Lamp | N/A | Lamp | 4350 | 4350 | 4350 | No | No | No | 50% | 50% | 50% | No | No | No |  |  | Lighting | 27
4349 | 4349 | 4349 | L4349 | Not Eligible | Not Eligible | 24 Hour, LED Replacement of 4' T8 Lamp Utilizing Existing Ballast (UL Type A), Exterior | L4349: 24 Hour, LED Replacement of 4' T8 Lamp Utilizing Existing Ballast (UL Type A), Exterior | 1.5 | Lamp | 1.5 | Lamp | N/A | Lamp | 4349 | 4349 | 4349 | No | No | No | 50% | 50% | 50% | No | No | No |  |  | Lighting | 27
4348 | 4348 | 4348 | L4348 | Not Eligible | Not Eligible | Dusk to Dawn, LED Replacement of 4' T8 Lamp Utilizing Existing Ballast (UL Type A), Exterior | L4348: Dusk to Dawn, LED Replacement of 4' T8 Lamp Utilizing Existing Ballast (UL Type A), Exterior | 1.5 | Lamp | 1.5 | Lamp | N/A | Lamp | 4348 | 4348 | 4348 | No | No | No | 50% | 50% | 50% | No | No | No |  |  | Lighting | 27
4834 | 4834 | 4834 | L4834 | Not Eligible | Not Eligible | 24 Hour, LED Replacement of 4' T8 or T12 Lamp w/External Driver (UL Type C), Exterior | L4834: 24 Hour, LED Replacement of 4' T8 or T12 Lamp w/External Driver (UL Type C), Exterior | 4.5 | Lamp | 4.5 | Lamp | N/A | Lamp | 4834 | 4834 | 4834 | No | No | No | 50% | 50% | 50% | No | No | No |  |  | Lighting | 27
4831 | 4831 | 4831 | L4831 | Not Eligible | Not Eligible | Dusk to Dawn, LED Replacement of 4' T8 or T12 Lamp w/External Driver (UL Type C), Exterior | L4831: Dusk to Dawn, LED Replacement of 4' T8 or T12 Lamp w/External Driver (UL Type C), Exterior | 2 | Lamp | 4.5 | Lamp | N/A | Lamp | 4831 | 4831 | 4831 | No | No | No | 50% | 50% | 50% | No | No | No |  |  | Lighting | 27
4835 | 4835 | 4835 | L4835 | Not Eligible | Not Eligible | 24 Hour, LED Replacement of 4' T8 or T12 Lamp, Direct Wire (UL Type B), Exterior | L4835: 24 Hour, LED Replacement of 4' T8 or T12 Lamp, Direct Wire (UL Type B), Exterior | 4.5 | Lamp | 4.5 | Lamp | N/A | Lamp | 4835 | 4835 | 4835 | No | No | No | 50% | 50% | 50% | No | No | No |  |  | Lighting | 27
4832 | 4832 | 4832 | L4832 | Not Eligible | Not Eligible | Dusk to Dawn, LED Replacement of 4' T8 or T12 Lamp, Direct Wire (UL Type B), Exterior | L4832: Dusk to Dawn, LED Replacement of 4' T8 or T12 Lamp, Direct Wire (UL Type B), Exterior | 2 | Lamp | 4.5 | Lamp | N/A | Lamp | 4832 | 4832 | 4832 | No | No | No | 50% | 50% | 50% | No | No | No |  |  | Lighting | 27
4833 | 4833 | 4833 | L4833 | Not Eligible | Not Eligible | 24 Hour, LED Replacement of 4' T8 Lamp Utilizing Existing Ballast (UL Type A), Exterior | L4833: 24 Hour, LED Replacement of 4' T8 Lamp Utilizing Existing Ballast (UL Type A), Exterior | 1.5 | Lamp | 4 | Lamp | N/A | Lamp | 4833 | 4833 | 4833 | No | No | No | 50% | 50% | 50% | No | No | No |  |  | Lighting | 27
4830 | 4830 | 4830 | L4830 | Not Eligible | Not Eligible | Dusk to Dawn, LED Replacement of 4' T8 Lamp Utilizing Existing Ballast (UL Type A), Exterior | L4830: Dusk to Dawn, LED Replacement of 4' T8 Lamp Utilizing Existing Ballast (UL Type A), Exterior | 1.5 | Lamp | 4 | Lamp | N/A | Lamp | 4830 | 4830 | 4830 | No | No | No | 50% | 50% | 50% | No | No | No |  |  | Lighting | 27
[6 empty] | ----------------------LIGHTING CATALOG: CONTROLS---------------------------- | ----------------------LIGHTING CATALOG: CONTROLS---------------------------- | [9 empty] | No | No | No | [8 empty] | Lighting
5031 | 5031 | 5031 | L5031 | Not Eligible | Not Eligible | CLS – Fixture or Retrofit Kit/Lamp with Connected Controls, Interior | L5031: CLS – Fixture or Retrofit Kit/Lamp with Connected Controls, Interior | 0.45 | Watt Reduced | 0.45 | Watt Reduced | N/A | Watt Reduced | 5031 | 5031 | 5031 | No | No | No | 50% | 50% | 50% | No | No | No |  |  | Lighting | 28
5030 | 5030 | 5030 | L5030 | Not Eligible | Not Eligible | CLS – Fixture or Retrofit Kit/Lamp with Connected Controls, Exterior | L5030: CLS – Fixture or Retrofit Kit/Lamp with Connected Controls, Exterior | 0.5 | Watt Reduced | 0.5 | Watt Reduced | N/A | Watt Reduced | 5030 | 5030 | 5030 | No | No | No | 50% | 50% | 50% | No | No | No |  |  | Lighting | 28
3406 | 3406 | 3406 | L3406 | L3406 | Not Eligible | Daylighting Controls | L3406: Daylighting Controls | 0.05 | Watt Controlled | 0.05 | Watt Controlled | N/A | Watt Controlled | 3406 | 3406 | 3406 | No | No | No | 100% | 100% | 100% | No | No | No | Lighting | B | Lighting | 29
5061 | 5061 | 5061 | L5061 | L5061 | Not Eligible | High Bay On/Off Occupancy Sensor Control | L5061: High Bay On/Off Occupancy Sensor Control | 0.05 | Watt Controlled | 0.05 | Watt Controlled | N/A | Watt Controlled | 5061 | 5061 | 5061 | No | No | No | 100% | 100% | 100% | No | No | No | Lighting | B | Lighting | 29
5062 | 5062 | 5062 | L5062 | L5062 | Not Eligible | High Bay Bi-Level Occupancy Control | L5062: High Bay Bi-Level Occupancy Control | 0.05 | Watt Controlled | 0.05 | Watt Controlled | N/A | Watt Controlled | 5062 | 5062 | 5062 | No | No | No | 100% | 100% | 100% | No | No | No | Lighting | B | Lighting | 29
4812 | 4812 | 4812 | L4812 | L4812 | Not Eligible | Non-High Bay Occupancy/Vacancy Sensor | L4812: Non-High Bay Occupancy/Vacancy Sensor | 0.05 | Watt Controlled | 0.05 | Watt Controlled | N/A | Watt Controlled | 4812 | 4812 | 4812 | No | No | No | 100% | 100% | 100% | No | No | Yes | Lighting | B | Lighting | 30
5063 | 5063 | 5063 | L5063 | L5063 | Not Eligible | Bi-Level Controls, Parking Garage Lighting, Dusk to Dawn | L5063: Bi-Level Controls, Parking Garage Lighting, Dusk to Dawn | 0.05 | Watt Controlled | 0.05 | Watt Controlled | N/A | Watt Controlled | 5063 | 5063 | 5063 | No | No | No | 100% | 100% | 100% | No | No | Yes | Lighting | B | Lighting | 30
5064 | 5064 | 5064 | L5064 | L5064 | Not Eligible | Bi-Level Controls, Parking Garage Lighting, 24 Hour | L5064: Bi-Level Controls, Parking Garage Lighting, 24 Hour | 0.05 | Watt Controlled | 0.05 | Watt Controlled | N/A | Watt Controlled | 5064 | 5064 | 5064 | No | No | No | 100% | 100% | 100% | No | No | Yes | Lighting | B | Lighting | 30
[6 empty] | ----------------------HVAC CATALOG: HEATING SYSTEMS---------------------------- | ----------------------HVAC CATALOG: HEATING SYSTEMS---------------------------- | [20 empty] | HVAC
2218 | 2218 | 2218 | H2218 | Not Eligible | N-H2218 | Hot Water Boilers, < 300 MBh input, ≥90% AFUE | H2218: Hot Water Boilers, < 300 MBh input, ≥90% AFUE | 4 | MBh | 4 | MBh | 4 | MBh | 2218 | 2218 | 2218 | Yes-to NC Prgm | Yes-to NC Prgm | Yes-to NC Prgm | 100% | 100% | 100% | No | No | No |  |  | HVAC | 10
3277 | 3277 | 3277 | H3277 | Not Eligible | N-H3277 | Hot Water Boilers, ≥300 MBh input, ≥85% thermal efficiency | H3277: Hot Water Boilers, ≥300 MBh input, ≥85% thermal efficiency | 1.5 | MBh | 1.5 | MBh | 1.5 | MBh | 3277 | 3277 | 3277 | Yes-to NC Prgm | Yes-to NC Prgm | Yes-to NC Prgm | 100% | 100% | 100% | No | No | No |  |  | HVAC | 10
3276 | 3276 | 3276 | H3276 | Not Eligible | N-H3276 | Hot Water Boilers, ≥300 MBh input, ≥90% thermal efficiency | H3276: Hot Water Boilers, ≥300 MBh input, ≥90% thermal efficiency | 4 | MBh | 4 | MBh | 4 | MBh | 3276 | 3276 | 3276 | Yes-to NC Prgm | Yes-to NC Prgm | Yes-to NC Prgm | 100% | 100% | 100% | No | No | No |  |  | HVAC | 10
2221 | 2221 | 2221 | H2221 | H2221 | Not Eligible | Outdoor Air Reset/Cutout Controls | H2221: Outdoor Air Reset/Cutout Controls | 60 | Control | 60 | Control | N/A | Control | 2221 | 2221 | 2221 | No | No | No | 100% | 100% | 100% | No | No | Yes |  |  | HVAC | 11
2205 | 2205 | 2205 | H2205 | H2205 | Not Eligible | Linkageless Controls, HVAC Boilers | H2205: Linkageless Controls, HVAC Boilers | 15 | BHP | 15 | BHP | N/A | BHP | 2205 | 2205 | 2205 | No | No | No | 50% | 50% | 50% | No | No | Yes |  |  | HVAC | 11
2206 | 2206 | 2206 | H2206 | H2206 | Not Eligible | O₂ Trim Controls, HVAC Boilers | H2206: O₂ Trim Controls, HVAC Boilers | 5 | BHP | 5 | BHP | N/A | BHP | 2206 | 2206 | 2206 | No | No | No | 50% | 50% | 50% | No | No | Yes |  |  | HVAC | 11
2203 | 2203 | 2203 | H2203 | H2203 | Not Eligible | High Turndown Burner, Existing HVAC Boilers | H2203: High Turndown Burner, Existing HVAC Boilers | 10 | BHP | 10 | BHP | N/A | BHP | 2203 | 2203 | 2203 | No | No | No | 50% | 50% | 50% | No | No | Yes |  |  | HVAC | 11
5237 | 5237 | 5237 | H5237 | H5237 | H5237 | High Turndown Burner, New HVAC Boilers | H5237: High Turndown Burner, New HVAC Boilers | 10 | BHP | 10 | BHP | 10 | BHP | 5237 | 5237 | 5237 | No | No | No | 50% | 50% | 50% | No | No | Yes |  |  | HVAC | 11
2225 | 2225 | 2225 | H2225 | H2225 | Not Eligible | Steam Trap Survey (HVAC) | H2225: Steam Trap Survey (HVAC) | 4 | Steam Trap | 4 | Steam Trap | N/A | Steam Trap | 2225 | 2225 | 2225 | No | No | No | 100% | 100% | 100% | No | No | Yes |  |  | HVAC | 12
4004 | 4004 | 4004 | H4004 | H4004 | Not Eligible | Steam Trap Repair, <10 psig General Heating, 7/32" or Smaller Trap | H4004: Steam Trap Repair, <10 psig General Heating, 7/32" or Smaller Trap | 30 | Steam Trap | 30 | Steam Trap | N/A | Steam Trap | 4004 | 4004 | 4004 | No | No | No | 100% | 100% | 100% | No | No | Yes |  |  | HVAC | 12
4005 | 4005 | 4005 | H4005 | H4005 | Not Eligible | Steam Trap Repair, <10 psig General Heating, 1/4" Trap | H4005: Steam Trap Repair, <10 psig General Heating, 1/4" Trap | 30 | Steam Trap | 30 | Steam Trap | N/A | Steam Trap | 4005 | 4005 | 4005 | No | No | No | 100% | 100% | 100% | No | No | Yes |  |  | HVAC | 12
4006 | 4006 | 4006 | H4006 | H4006 | Not Eligible | Steam Trap Repair, <10 psig General Heating, 5/16" Trap | H4006: Steam Trap Repair, <10 psig General Heating, 5/16" Trap | 30 | Steam Trap | 30 | Steam Trap | N/A | Steam Trap | 4006 | 4006 | 4006 | No | No | No | 100% | 100% | 100% | No | No | Yes |  |  | HVAC | 12
4007 | 4007 | 4007 | H4007 | H4007 | Not Eligible | Steam Trap Repair, <10 psig General Heating, 3/8" or Larger Trap | H4007: Steam Trap Repair, <10 psig General Heating, 3/8" or Larger Trap | 30 | Steam Trap | 30 | Steam Trap | N/A | Steam Trap | 4007 | 4007 | 4007 | No | No | No | 100% | 100% | 100% | No | No | Yes |  |  | HVAC | 12
4008 | 4008 | 4008 | H4008 | H4008 | Not Eligible | Steam Trap Repair, 10-49 psig General Heating, 7/32" or Smaller Trap | H4008: Steam Trap Repair, 10-49 psig General Heating, 7/32" or Smaller Trap | 50 | Steam Trap | 50 | Steam Trap | N/A | Steam Trap | 4008 | 4008 | 4008 | No | No | No | 100% | 100% | 100% | No | No | Yes |  |  | HVAC | 12
4009 | 4009 | 4009 | H4009 | H4009 | Not Eligible | Steam Trap Repair, 10-49 psig General Heating, 1/4" Trap | H4009: Steam Trap Repair, 10-49 psig General Heating, 1/4" Trap | 50 | Steam Trap | 50 | Steam Trap | N/A | Steam Trap | 4009 | 4009 | 4009 | No | No | No | 100% | 100% | 100% | No | No | Yes |  |  | HVAC | 12
4010 | 4010 | 4010 | H4010 | H4010 | Not Eligible | Steam Trap Repair, 10-49 psig General Heating, 5/16" Trap | H4010: Steam Trap Repair, 10-49 psig General Heating, 5/16" Trap | 50 | Steam Trap | 50 | Steam Trap | N/A | Steam Trap | 4010 | 4010 | 4010 | No | No | No | 100% | 100% | 100% | No | No | Yes |  |  | HVAC | 12
4011 | 4011 | 4011 | H4011 | H4011 | Not Eligible | Steam Trap Repair, 10-49 psig General Heating, 3/8" or Larger Trap | H4011: Steam Trap Repair, 10-49 psig General Heating, 3/8" or Larger Trap | 50 | Steam Trap | 50 | Steam Trap | N/A | Steam Trap | 4011 | 4011 | 4011 | No | No | No | 100% | 100% | 100% | No | No | Yes |  |  | HVAC | 12
4012 | 4012 | 4012 | H4012 | H4012 | Not Eligible | Steam Trap Repair, 50-124 psig General Heating, 7/32" or Smaller Trap | H4012: Steam Trap Repair, 50-124 psig General Heating, 7/32" or Smaller Trap | 75 | Steam Trap | 75 | Steam Trap | N/A | Steam Trap | 4012 | 4012 | 4012 | No | No | No | 100% | 100% | 100% | No | No | Yes |  |  | HVAC | 12
4013 | 4013 | 4013 | H4013 | H4013 | Not Eligible | Steam Trap Repair, 50-124 psig General Heating, 1/4" Trap | H4013: Steam Trap Repair, 50-124 psig General Heating, 1/4" Trap | 75 | Steam Trap | 75 | Steam Trap | N/A | Steam Trap | 4013 | 4013 | 4013 | No | No | No | 100% | 100% | 100% | No | No | Yes |  |  | HVAC | 12
4014 | 4014 | 4014 | H4014 | H4014 | Not Eligible | Steam Trap Repair, 50-124 psig General Heating, 5/16" Trap | H4014: Steam Trap Repair, 50-124 psig General Heating, 5/16" Trap | 75 | Steam Trap | 75 | Steam Trap | N/A | Steam Trap | 4014 | 4014 | 4014 | No | No | No | 100% | 100% | 100% | No | No | Yes |  |  | HVAC | 12
4015 | 4015 | 4015 | H4015 | H4015 | Not Eligible | Steam Trap Repair, 50-124 psig General Heating, 3/8" or Larger Trap | H4015: Steam Trap Repair, 50-124 psig General Heating, 3/8" or Larger Trap | 75 | Steam Trap | 75 | Steam Trap | N/A | Steam Trap | 4015 | 4015 | 4015 | No | No | No | 100% | 100% | 100% | No | No | Yes |  |  | HVAC | 12
4944 | 4944 | 4944 | H4944 | H4944 | Not Eligible | Steam Trap Repair, ≥125 psig General Heating, 7/32" or Smaller Trap | H4944: Steam Trap Repair, ≥125 psig General Heating, 7/32" or Smaller Trap | 125 | Steam Trap | 125 | Steam Trap | N/A | Steam Trap | 4944 | 4944 | 4944 | No | No | No | 100% | 100% | 100% | No | No | Yes |  |  | HVAC | 12
4945 | 4945 | 4945 | H4945 | H4945 | Not Eligible | Steam Trap Repair, ≥125 psig General Heating, 1/4" Trap | H4945: Steam Trap Repair, ≥125 psig General Heating, 1/4" Trap | 125 | Steam Trap | 125 | Steam Trap | N/A | Steam Trap | 4945 | 4945 | 4945 | No | No | No | 100% | 100% | 100% | No | No | Yes |  |  | HVAC | 12
4946 | 4946 | 4946 | H4946 | H4946 | Not Eligible | Steam Trap Repair, ≥125 psig General Heating, 5/16" Trap | H4946: Steam Trap Repair, ≥125 psig General Heating, 5/16" Trap | 125 | Steam Trap | 125 | Steam Trap | N/A | Steam Trap | 4946 | 4946 | 4946 | No | No | No | 100% | 100% | 100% | No | No | Yes |  |  | HVAC | 12
4947 | 4947 | 4947 | H4947 | H4947 | Not Eligible | Steam Trap Repair, ≥125 psig General Heating, 3/8" or Larger Trap | H4947: Steam Trap Repair, ≥125 psig General Heating, 3/8" or Larger Trap | 125 | Steam Trap | 125 | Steam Trap | N/A | Steam Trap | 4947 | 4947 | 4947 | No | No | No | 100% | 100% | 100% | No | No | Yes |  |  | HVAC | 12
2429 | 2429 | 2429 | H2429 | H2429 | Not Eligible | Insulation for Steam Fittings | H2429: Insulation for Steam Fittings | 8 | Fitting | 8 | Fitting | N/A | Fitting | 2429 | 2429 | 2429 | No | No | No | 100% | 100% | 100% | No | No | No |  |  | HVAC | 13
2430 | 2430 | 2430 | H2430 | H2430 | Not Eligible | Insulation for Steam Pipe | H2430: Insulation for Steam Pipe | 2 | Ft of Pipe | 2 | Ft of Pipe | N/A | Ft of Pipe | 2430 | 2430 | 2430 | No | No | No | 100% | 100% | 100% | No | No | No |  |  | HVAC | 13
3491 | 3491 | 3491 | H3491 | Not Eligible | N-H3491 | Furnace with ECM, ≥95%+ AFUE, 2 stages of heat, NG | H3491: Furnace with ECM, ≥95%+ AFUE, 2 stages of heat, NG | 220 | Furnace | 220 | Furnace | 180 | Furnace | 3491 | 3491 | 3491 | Yes-to NC Prgm | Yes-to NC Prgm | Yes-to NC Prgm | 100% | 100% | 100% | No | No | No |  |  | HVAC | 14
3492 | 3492 | 3492 | H3492 | Not Eligible | N-H3492 | Furnace with ECM, ≥90%+ AFUE, 2 stages of heat, NG | H3492: Furnace with ECM, ≥90%+ AFUE, 2 stages of heat, NG | 100 | Furnace | 100 | Furnace | 80 | Furnace | 3492 | 3492 | 3492 | Yes-to NC Prgm | Yes-to NC Prgm | Yes-to NC Prgm | 100% | 100% | 100% | No | No | No |  |  | HVAC | 14
2422 | 2422 | 2422 | H2422 | Not Eligible | N-H2422 | Infrared Heater | H2422: Infrared Heater | 1.5 | MBh | 1.5 | MBh | 1 | MBh | 2422 | 2422 | 2422 | Yes-to NC Prgm | Yes-to NC Prgm | Yes-to NC Prgm | 100% | 100% | 100% | No | No | No |  |  | HVAC | 15
4753 | 4753 | 4753 | H4753 | Not Eligible | N-H4753 | Unit Heater, ≥ 90% Thermal Efficiency Heating Setpoint = 70°F | H4753: Unit Heater, ≥ 90% Thermal Efficiency Heating Setpoint = 70°F | 2 | MBh | 2 | MBh | 1 | MBh | 4753 | 4753 | 4753 | Yes-to NC Prgm | Yes-to NC Prgm | Yes-to NC Prgm | 100% | 100% | 100% | No | No | No |  |  | HVAC | 15
4754 | 4754 | 4754 | H4754 | Not Eligible | N-H4754 | Unit Heater, ≥ 90% Thermal Efficiency Heating Setpoint = 65°F | H4754: Unit Heater, ≥ 90% Thermal Efficiency Heating Setpoint = 65°F | 2 | MBh | 2 | MBh | 1 | MBh | 4754 | 4754 | 4754 | Yes-to NC Prgm | Yes-to NC Prgm | Yes-to NC Prgm | 100% | 100% | 100% | No | No | No |  |  | HVAC | 15
4755 | 4755 | 4755 | H4755 | Not Eligible | N-H4755 | Unit Heater, ≥ 90% Thermal Efficiency Heating Setpoint = 60°F | H4755: Unit Heater, ≥ 90% Thermal Efficiency Heating Setpoint = 60°F | 2 | MBh | 2 | MBh | 1 | MBh | 4755 | 4755 | 4755 | Yes-to NC Prgm | Yes-to NC Prgm | Yes-to NC Prgm | 100% | 100% | 100% | No | No | No |  |  | HVAC | 15
4756 | 4756 | 4756 | H4756 | Not Eligible | N-H4756 | Unit Heater, ≥ 90% Thermal Efficiency Heating Setpoint = 55°F | H4756: Unit Heater, ≥ 90% Thermal Efficiency Heating Setpoint = 55°F | 2 | MBh | 2 | MBh | 1 | MBh | 4756 | 4756 | 4756 | Yes-to NC Prgm | Yes-to NC Prgm | Yes-to NC Prgm | 100% | 100% | 100% | No | No | No |  |  | HVAC | 15
2699 | 2699 | 2699 | H2699 | H2699 | N-H2699 | PTHP <8,000 BTUh, ≥10.7 EER and ≥3.1 COP (NC = ≥12.7 EER and ≥3.1 COP) | H2699: PTHP <8,000 BTUh, ≥10.7 EER and ≥3.1 COP (NC = ≥12.7 EER and ≥3.1 COP) | 75 | PTHP | 75 | PTHP | 65 | PTHP | 2699 | 2699 | 2699 | Yes-to NC Prgm | Yes-to NC Prgm | Yes-to NC Prgm | 100% | 100% | 100% | No | No | No |  |  | HVAC | 16
2702 | 2702 | 2702 | H2702 | H2702 | N-H2702 | PTHP 8,000-9,999 BTUh, ≥10.4 EER and ≥3.0 COP (NC = ≥12.1 EER and ≥3.0 COP) | H2702: PTHP 8,000-9,999 BTUh, ≥10.4 EER and ≥3.0 COP (NC = ≥12.1 EER and ≥3.0 COP) | 75 | PTHP | 75 | PTHP | 65 | PTHP | 2702 | 2702 | 2702 | Yes-to NC Prgm | Yes-to NC Prgm | Yes-to NC Prgm | 100% | 100% | 100% | No | No | No |  |  | HVAC | 16
2701 | 2701 | 2701 | H2701 | H2701 | N-H2701 | PTHP 10,000-12,999 BTUh, ≥9.9 EER and ≥2.9 COP (NC = ≥10.9 EER and ≥2.9 COP) | H2701: PTHP 10,000-12,999 BTUh, ≥9.9 EER and ≥2.9 COP (NC = ≥10.9 EER and ≥2.9 COP) | 75 | PTHP | 75 | PTHP | 65 | PTHP | 2701 | 2701 | 2701 | Yes-to NC Prgm | Yes-to NC Prgm | Yes-to NC Prgm | 100% | 100% | 100% | No | No | No |  |  | HVAC | 16
2700 | 2700 | 2700 | H2700 | H2700 | N-H2700 | PTHP ≥13,000 BTUh, ≥9.3 EER and ≥2.9 COP (NC = ≥10.3 EER and ≥2.9 COP) | H2700: PTHP ≥13,000 BTUh, ≥9.3 EER and ≥2.9 COP (NC = ≥10.3 EER and ≥2.9 COP) | 75 | PTHP | 75 | PTHP | 65 | PTHP | 2700 | 2700 | 2700 | Yes-to NC Prgm | Yes-to NC Prgm | Yes-to NC Prgm | 100% | 100% | 100% | No | No | No |  |  | HVAC | 16
5081 | 5081 | 5081 | H5081 | H5081 | N-H5081 | Direct Fired Make-up Air Unit | H5081: Direct Fired Make-up Air Unit | 0.2 | CFM | 0.2 | CFM | 0.15 | CFM | 5081 | 5081 | 5081 | Yes-to NC Prgm | Yes-to NC Prgm | Yes-to NC Prgm | 100% | 100% | 100% | No | Yes | Yes | HVAC/Plumbing | A | HVAC | 16
[6 empty] | ----------------------HVAC CATALOG: COOLING SYSTEMS---------------------------- | ----------------------HVAC CATALOG: COOLING SYSTEMS---------------------------- | [16 empty] | No | No |  |  | HVAC
4737 | 4737 | 4737 | H4737 | H4737 | N-H4737 | 16 SEER Split System A/C, < 5.42 tons | H4737: 16 SEER Split System A/C, < 5.42 tons | 40 | A/C Unit | 40 | A/C Unit | 30 | A/C Unit | 4737 | 4737 | 4737 | Yes-to NC Prgm | Yes-to NC Prgm | Yes-to NC Prgm | 100% | 100% | 100% | No | No | Yes |  |  | HVAC | 17
4738 | 4738 | 4738 | H4738 | H4738 | N-H4738 | 17 SEER Split System A/C, < 5.42 tons | H4738: 17 SEER Split System A/C, < 5.42 tons | 60 | A/C Unit | 60 | A/C Unit | 40 | A/C Unit | 4738 | 4738 | 4738 | Yes-to NC Prgm | Yes-to NC Prgm | Yes-to NC Prgm | 100% | 100% | 100% | No | No | Yes |  |  | HVAC | 17
4739 | 4739 | 4739 | H4739 | H4739 | N-H4739 | 18 SEER Split System A/C, < 5.42 tons | H4739: 18 SEER Split System A/C, < 5.42 tons | 80 | A/C Unit | 80 | A/C Unit | 50 | A/C Unit | 4739 | 4739 | 4739 | Yes-to NC Prgm | Yes-to NC Prgm | Yes-to NC Prgm | 100% | 100% | 100% | No | No | Yes |  |  | HVAC | 17
5069 | 5069 | 5069 | H5069 | H5069 | N-H5069 | 19 SEER Split System A/C, < 5.42 tons | H5069: 19 SEER Split System A/C, < 5.42 tons | 100 | A/C Unit | 100 | A/C Unit | 60 | A/C Unit | 5069 | 5069 | 5069 | Yes-to NC Prgm | Yes-to NC Prgm | Yes-to NC Prgm | 100% | 100% | 100% | No | No | Yes |  |  | HVAC | 17
5070 | 5070 | 5070 | H5070 | H5070 | N-H5070 | 20 SEER Split System A/C, < 5.42 tons | H5070: 20 SEER Split System A/C, < 5.42 tons | 120 | A/C Unit | 120 | A/C Unit | 70 | A/C Unit | 5070 | 5070 | 5070 | Yes-to NC Prgm | Yes-to NC Prgm | Yes-to NC Prgm | 100% | 100% | 100% | No | No | Yes |  |  | HVAC | 17
4741 | 4741 | 4741 | H4741 | H4741 | N-H4741 | 16 SEER Single Package A/C, < 5.42 tons | H4741: 16 SEER Single Package A/C, < 5.42 tons | 40 | A/C Unit | 40 | A/C Unit | 30 | A/C Unit | 4741 | 4741 | 4741 | Yes-to NC Prgm | Yes-to NC Prgm | Yes-to NC Prgm | 100% | 100% | 100% | No | No | Yes |  |  | HVAC | 17
4742 | 4742 | 4742 | H4742 | H4742 | N-H4742 | 17 SEER Single Package A/C, < 5.42 tons | H4742: 17 SEER Single Package A/C, < 5.42 tons | 60 | A/C Unit | 60 | A/C Unit | 40 | A/C Unit | 4742 | 4742 | 4742 | Yes-to NC Prgm | Yes-to NC Prgm | Yes-to NC Prgm | 100% | 100% | 100% | No | No | Yes |  |  | HVAC | 17
4743 | 4743 | 4743 | H4743 | H4743 | N-H4743 | 18 SEER Single Package A/C, < 5.42 tons | H4743: 18 SEER Single Package A/C, < 5.42 tons | 80 | A/C Unit | 80 | A/C Unit | 50 | A/C Unit | 4743 | 4743 | 4743 | Yes-to NC Prgm | Yes-to NC Prgm | Yes-to NC Prgm | 100% | 100% | 100% | No | No | Yes |  |  | HVAC | 17
5071 | 5071 | 5071 | H5071 | H5071 | N-H5071 | 19 SEER Single Package A/C, < 5.42 tons | H5071: 19 SEER Single Package A/C, < 5.42 tons | 100 | A/C Unit | 100 | A/C Unit | 60 | A/C Unit | 5071 | 5071 | 5071 | Yes-to NC Prgm | Yes-to NC Prgm | Yes-to NC Prgm | 100% | 100% | 100% | No | No | Yes |  |  | HVAC | 17
5072 | 5072 | 5072 | H5072 | H5072 | N-H5072 | 20 SEER Single Package A/C, < 5.42 tons | H5072: 20 SEER Single Package A/C, < 5.42 tons | 120 | A/C Unit | 120 | A/C Unit | 70 | A/C Unit | 5072 | 5072 | 5072 | Yes-to NC Prgm | Yes-to NC Prgm | Yes-to NC Prgm | 100% | 100% | 100% | No | No | Yes |  |  | HVAC | 17
4745 | 4745 | 4745 | H4745 | H4745 | N-H4745 | 16 SEER and 9.0 HSPF Heat Pump, < 5.42 tons | H4745: 16 SEER and 9.0 HSPF Heat Pump, < 5.42 tons | 65 | A/C Unit | 65 | A/C Unit | 45 | A/C Unit | 4745 | 4745 | 4745 | Yes-to NC Prgm | Yes-to NC Prgm | Yes-to NC Prgm | 100% | 100% | 100% | No | No | Yes |  |  | HVAC | 17
4746 | 4746 | 4746 | H4746 | H4746 | N-H4746 | 17 SEER and 9.0 HSPF Heat Pump, < 5.42 tons | H4746: 17 SEER and 9.0 HSPF Heat Pump, < 5.42 tons | 85 | A/C Unit | 85 | A/C Unit | 55 | A/C Unit | 4746 | 4746 | 4746 | Yes-to NC Prgm | Yes-to NC Prgm | Yes-to NC Prgm | 100% | 100% | 100% | No | No | Yes |  |  | HVAC | 17
4747 | 4747 | 4747 | H4747 | H4747 | N-H4747 | 18 SEER and 9.0 HSPF Heat Pump, < 5.42 tons | H4747: 18 SEER and 9.0 HSPF Heat Pump, < 5.42 tons | 105 | A/C Unit | 105 | A/C Unit | 65 | A/C Unit | 4747 | 4747 | 4747 | Yes-to NC Prgm | Yes-to NC Prgm | Yes-to NC Prgm | 100% | 100% | 100% | No | No | Yes |  |  | HVAC | 17
5073 | 5073 | 5073 | H5073 | H5073 | N-H5073 | 19 SEER and 9.0 HSPF Heat Pump, < 5.42 tons | H5073: 19 SEER and 9.0 HSPF Heat Pump, < 5.42 tons | 125 | A/C Unit | 125 | A/C Unit | 75 | A/C Unit | 5073 | 5073 | 5073 | Yes-to NC Prgm | Yes-to NC Prgm | Yes-to NC Prgm | 100% | 100% | 100% | No | No | Yes |  |  | HVAC | 17
5074 | 5074 | 5074 | H5074 | H5074 | N-H5074 | 20 SEER and 9.0 HSPF Heat Pump, < 5.42 tons | H5074: 20 SEER and 9.0 HSPF Heat Pump, < 5.42 tons | 145 | A/C Unit | 145 | A/C Unit | 85 | A/C Unit | 5074 | 5074 | 5074 | Yes-to NC Prgm | Yes-to NC Prgm | Yes-to NC Prgm | 100% | 100% | 100% | No | No | Yes |  |  | HVAC | 17
4368 | 4368 | 4368 | H4368 | H4368 | N-H4368 | DX Cooling ≥ 5.42 to < 11.25 tons, Min. Eff. = 12.0 EER and 13.8 IEER (additional incentive on IEER) | H4368: DX Cooling ≥ 5.42 to < 11.25 tons, Min. Eff. = 12.0 EER and 13.8 IEER (additional incentive on IEER) | $25+$5/1.0 IEER > Min | Ton | $25+$5/1.0 IEER > Min | Ton | $20+$3/1.0 IEER > Min | Ton | 4368 | 4368 | 4368 | Yes-to NC Prgm | Yes-to NC Prgm | Yes-to NC Prgm | 100% | 100% | 100% | Yes | Yes | Yes | HVAC/Plumbing | B1 | HVAC | 18
4369 | 4369 | 4369 | H4369 | H4369 | N-H4369 | DX Cooling ≥ 11.25 to < 20.00 tons, Min. Eff. = 12.0 EER and 13.0 IEER (additional incentive on IEER) | H4369: DX Cooling ≥ 11.25 to < 20.00 tons, Min. Eff. = 12.0 EER and 13.0 IEER (additional incentive on IEER) | $25+$5/1.0 IEER > Min | Ton | $25+$5/1.0 IEER > Min | Ton | $20+$3/1.0 IEER > Min | Ton | 4369 | 4369 | 4369 | Yes-to NC Prgm | Yes-to NC Prgm | Yes-to NC Prgm | 100% | 100% | 100% | Yes | Yes | Yes | HVAC/Plumbing | B1 | HVAC | 18
4370 | 4370 | 4370 | H4370 | H4370 | N-H4370 | DX Cooling ≥ 20.00 to < 63.33 tons, Min. Eff. = 10.3 EER and 12.1 IEER (additional incentive on IEER) | H4370: DX Cooling ≥ 20.00 to < 63.33 tons, Min. Eff. = 10.3 EER and 12.1 IEER (additional incentive on IEER) | $25+$5/1.0 IEER > Min | Ton | $25+$5/1.0 IEER > Min | Ton | $20+$3/1.0 IEER > Min | Ton | 4370 | 4370 | 4370 | Yes-to NC Prgm | Yes-to NC Prgm | Yes-to NC Prgm | 100% | 100% | 100% | Yes | Yes | Yes | HVAC/Plumbing | B1 | HVAC | 18
4371 | 4371 | 4371 | H4371 | H4371 | N-H4371 | DX Cooling ≥ 63.33 tons, Min. Eff. = 9.7 EER and 11.4 IEER (additional incentive on IEER) | H4371: DX Cooling ≥ 63.33 tons, Min. Eff. = 9.7 EER and 11.4 IEER (additional incentive on IEER) | $25+$5/1.0 IEER > Min | Ton | $25+$5/1.0 IEER > Min | Ton | $20+$3/1.0 IEER > Min | Ton | 4371 | 4371 | 4371 | Yes-to NC Prgm | Yes-to NC Prgm | Yes-to NC Prgm | 100% | 100% | 100% | Yes | Yes | Yes | HVAC/Plumbing | B1 | HVAC | 18
3909 | 3909 | 3909 | H3909 | H3909 | Not Eligible | Split System A/C Condensing Unit Only, ≥11.25 tons, ≥ 11.1 EER | H3909: Split System A/C Condensing Unit Only, ≥11.25 tons, ≥ 11.1 EER | $20+$5/1.0 EER > Min | Ton | $20+$5/1.0 EER > Min | Ton | N/A | Ton | 3909 | 3909 | 3909 | No | No | No | 100% | 100% | 100% | Yes | Yes | Yes | HVAC/Plumbing | B2 | HVAC | 19
4712 | 4712 | 4712 | H4712 | H4712 | N-H4712 | Air-Cooled Chiller, Path A, < 150 tons, Full Load ≤1.160 kW/ton, Part Load ≤0.880 kW/ton | H4712: Air-Cooled Chiller, Path A, < 150 tons, Full Load ≤1.160 kW/ton, Part Load ≤0.880 kW/ton | $8+$125/1.0 ∆Eff < Max | Ton | $8+$125/1.0 ∆Eff < Max | Ton | $4+$90/1.0 ∆Eff < Max | Ton | 4712 | 4712 | 4712 | Yes-to NC Prgm | Yes-to NC Prgm | Yes-to NC Prgm | 100% | 100% | 100% | Yes | Yes | Yes | HVAC/Plumbing | C1 & C2 | HVAC | 20
4713 | 4713 | 4713 | H4713 | H4713 | N-H4713 | Air-Cooled Chiller, Path A, ≥ 150 tons, Full Load ≤1.160 kW/ton, Part Load ≤0.860 kW/ton | H4713: Air-Cooled Chiller, Path A, ≥ 150 tons, Full Load ≤1.160 kW/ton, Part Load ≤0.860 kW/ton | $8+$125/1.0 ∆Eff < Max | Ton | $8+$125/1.0 ∆Eff < Max | Ton | $4+$90/1.0 ∆Eff < Max | Ton | 4713 | 4713 | 4713 | Yes-to NC Prgm | Yes-to NC Prgm | Yes-to NC Prgm | 100% | 100% | 100% | Yes | Yes | Yes | HVAC/Plumbing | C1 & C2 | HVAC | 20
4714 | 4714 | 4714 | H4714 | H4714 | N-H4714 | Air-Cooled Chiller, Path B, < 150 tons, Full Load ≤1.240 kW/ton, Part Load ≤0.730 kW/ton | H4714: Air-Cooled Chiller, Path B, < 150 tons, Full Load ≤1.240 kW/ton, Part Load ≤0.730 kW/ton | $8+$125/1.0 ∆Eff < Max | Ton | $8+$125/1.0 ∆Eff < Max | Ton | $4+$90/1.0 ∆Eff < Max | Ton | 4714 | 4714 | 4714 | Yes-to NC Prgm | Yes-to NC Prgm | Yes-to NC Prgm | 100% | 100% | 100% | Yes | Yes | Yes | HVAC/Plumbing | C1 & C2 | HVAC | 20
4715 | 4715 | 4715 | H4715 | H4715 | N-H4715 | Air-Cooled Chiller, Path B, ≥ 150 tons, Full Load ≤1.240 kW/ton, Part Load ≤0.720 kW/ton | H4715: Air-Cooled Chiller, Path B, ≥ 150 tons, Full Load ≤1.240 kW/ton, Part Load ≤0.720 kW/ton | $8+$125/1.0 ∆Eff < Max | Ton | $8+$125/1.0 ∆Eff < Max | Ton | $4+$90/1.0 ∆Eff < Max | Ton | 4715 | 4715 | 4715 | Yes-to NC Prgm | Yes-to NC Prgm | Yes-to NC Prgm | 100% | 100% | 100% | Yes | Yes | Yes | HVAC/Plumbing | C1 & C2 | HVAC | 20
4716 | 4716 | 4716 | H4716 | H4716 | N-H4716 | PD Water-Cooled, Path A, <75 tons, Full Load ≤0.720 kW/ton and IPLV ≤0.600 kW/ton | H4716: PD Water-Cooled, Path A, <75 tons, Full Load ≤0.720 kW/ton and IPLV ≤0.600 kW/ton | $8+$125/1.0 ∆Eff < Max | Ton | $8+$125/1.0 ∆Eff < Max | Ton | $4+$90/1.0 ∆Eff < Max | Ton | 4716 | 4716 | 4716 | Yes-to NC Prgm | Yes-to NC Prgm | Yes-to NC Prgm | 100% | 100% | 100% | Yes | Yes | Yes | HVAC/Plumbing | C1 & C2 | HVAC | 21
4717 | 4717 | 4717 | H4717 | H4717 | N-H4717 | PD Water-Cooled, Path A, ≥ 75 tons and < 150 tons, Full Load ≤0.690 kW/ton and IPLV ≤0.560 kW/ton | H4717: PD Water-Cooled, Path A, ≥ 75 tons and < 150 tons, Full Load ≤0.690 kW/ton and IPLV ≤0.560 kW/ton | $8+$125/1.0 ∆Eff < Max | Ton | $8+$125/1.0 ∆Eff < Max | Ton | $4+$90/1.0 ∆Eff < Max | Ton | 4717 | 4717 | 4717 | Yes-to NC Prgm | Yes-to NC Prgm | Yes-to NC Prgm | 100% | 100% | 100% | Yes | Yes | Yes | HVAC/Plumbing | C1 & C2 | HVAC | 21
4718 | 4718 | 4718 | H4718 | H4718 | N-H4718 | PD Water-Cooled, Path A, ≥ 150 tons and < 300 tons, Full Load ≤0.630 kW/ton and IPLV ≤0.540 kW/ton | H4718: PD Water-Cooled, Path A, ≥ 150 tons and < 300 tons, Full Load ≤0.630 kW/ton and IPLV ≤0.540 kW/ton | $8+$125/1.0 ∆Eff < Max | Ton | $8+$125/1.0 ∆Eff < Max | Ton | $4+$90/1.0 ∆Eff < Max | Ton | 4718 | 4718 | 4718 | Yes-to NC Prgm | Yes-to NC Prgm | Yes-to NC Prgm | 100% | 100% | 100% | Yes | Yes | Yes | HVAC/Plumbing | C1 & C2 | HVAC | 21
4719 | 4719 | 4719 | H4719 | H4719 | N-H4719 | PD Water-Cooled, Path A, ≥ 300 tons and < 600 tons, Full Load ≤0.580 kW/ton and IPLV ≤0.520 kW/ton | H4719: PD Water-Cooled, Path A, ≥ 300 tons and < 600 tons, Full Load ≤0.580 kW/ton and IPLV ≤0.520 kW/ton | $8+$125/1.0 ∆Eff < Max | Ton | $8+$125/1.0 ∆Eff < Max | Ton | $4+$90/1.0 ∆Eff < Max | Ton | 4719 | 4719 | 4719 | Yes-to NC Prgm | Yes-to NC Prgm | Yes-to NC Prgm | 100% | 100% | 100% | Yes | Yes | Yes | HVAC/Plumbing | C1 & C2 | HVAC | 21
4720 | 4720 | 4720 | H4720 | H4720 | N-H4720 | PD Water-Cooled, Path A, ≥ 600 tons, Full Load ≤0.530 kW/ton and IPLV ≤0.500 kW/ton | H4720: PD Water-Cooled, Path A, ≥ 600 tons, Full Load ≤0.530 kW/ton and IPLV ≤0.500 kW/ton | $8+$125/1.0 ∆Eff < Max | Ton | $8+$125/1.0 ∆Eff < Max | Ton | $4+$90/1.0 ∆Eff < Max | Ton | 4720 | 4720 | 4720 | Yes-to NC Prgm | Yes-to NC Prgm | Yes-to NC Prgm | 100% | 100% | 100% | Yes | Yes | Yes | HVAC/Plumbing | C1 & C2 | HVAC | 21
4726 | 4726 | 4726 | H4726 | H4726 | N-H4726 | Centrifugal Water-Cooled, Path A, <150 tons, Full Load ≤0.580 kW/ton and IPLV ≤0.550 kW/ton | H4726: Centrifugal Water-Cooled, Path A, <150 tons, Full Load ≤0.580 kW/ton and IPLV ≤0.550 kW/ton | $8+$125/1.0 ∆Eff < Max | Ton | $8+$125/1.0 ∆Eff < Max | Ton | $4+$90/1.0 ∆Eff < Max | Ton | 4726 | 4726 | 4726 | Yes-to NC Prgm | Yes-to NC Prgm | Yes-to NC Prgm | 100% | 100% | 100% | Yes | Yes | Yes | HVAC/Plumbing | C1 & C2 | HVAC | 21
4727 | 4727 | 4727 | H4727 | H4727 | N-H4727 | Centrifugal Water-Cooled, Path A, ≥ 150 tons and < 300 tons, Full Load ≤0.580 kW/ton and IPLV ≤0.550 kW/ton | H4727: Centrifugal Water-Cooled, Path A, ≥ 150 tons and < 300 tons, Full Load ≤0.580 kW/ton and IPLV ≤0.550 kW/ton | $8+$125/1.0 ∆Eff < Max | Ton | $8+$125/1.0 ∆Eff < Max | Ton | $4+$90/1.0 ∆Eff < Max | Ton | 4727 | 4727 | 4727 | Yes-to NC Prgm | Yes-to NC Prgm | Yes-to NC Prgm | 100% | 100% | 100% | Yes | Yes | Yes | HVAC/Plumbing | C1 & C2 | HVAC | 21
4728 | 4728 | 4728 | H4728 | H4728 | N-H4728 | Centrifugal Water-Cooled, Path A, ≥ 300 tons and < 400 tons, Full Load ≤0.530 kW/ton and IPLV ≤0.520 kW/ton | H4728: Centrifugal Water-Cooled, Path A, ≥ 300 tons and < 400 tons, Full Load ≤0.530 kW/ton and IPLV ≤0.520 kW/ton | $8+$125/1.0 ∆Eff < Max | Ton | $8+$125/1.0 ∆Eff < Max | Ton | $4+$90/1.0 ∆Eff < Max | Ton | 4728 | 4728 | 4728 | Yes-to NC Prgm | Yes-to NC Prgm | Yes-to NC Prgm | 100% | 100% | 100% | Yes | Yes | Yes | HVAC/Plumbing | C1 & C2 | HVAC | 21
4729 | 4729 | 4729 | H4729 | H4729 | N-H4729 | Centrifugal Water-Cooled, Path A, ≥ 400 tons and < 600 tons, Full Load ≤0.530 kW/ton and IPLV ≤0.500 kW/ton | H4729: Centrifugal Water-Cooled, Path A, ≥ 400 tons and < 600 tons, Full Load ≤0.530 kW/ton and IPLV ≤0.500 kW/ton | $8+$125/1.0 ∆Eff < Max | Ton | $8+$125/1.0 ∆Eff < Max | Ton | $4+$90/1.0 ∆Eff < Max | Ton | 4729 | 4729 | 4729 | Yes-to NC Prgm | Yes-to NC Prgm | Yes-to NC Prgm | 100% | 100% | 100% | Yes | Yes | Yes | HVAC/Plumbing | C1 & C2 | HVAC | 21
4730 | 4730 | 4730 | H4730 | H4730 | N-H4730 | Centrifugal Water-Cooled, Path A, ≥ 600 tons, Full Load ≤0.530 kW/ton and IPLV ≤0.500 kW/ton | H4730: Centrifugal Water-Cooled, Path A, ≥ 600 tons, Full Load ≤0.530 kW/ton and IPLV ≤0.500 kW/ton | $8+$125/1.0 ∆Eff < Max | Ton | $8+$125/1.0 ∆Eff < Max | Ton | $4+$90/1.0 ∆Eff < Max | Ton | 4730 | 4730 | 4730 | Yes-to NC Prgm | Yes-to NC Prgm | Yes-to NC Prgm | 100% | 100% | 100% | Yes | Yes | Yes | HVAC/Plumbing | C1 & C2 | HVAC | 21
4721 | 4721 | 4721 | H4721 | H4721 | N-H4721 | PD Water-Cooled, Path B, <75 tons, Full Load ≤0.780 kW/ton and IPLV ≤0.470 kW/ton | H4721: PD Water-Cooled, Path B, <75 tons, Full Load ≤0.780 kW/ton and IPLV ≤0.470 kW/ton | $8+$125/1.0 ∆Eff < Max | Ton | $8+$125/1.0 ∆Eff < Max | Ton | $4+$90/1.0 ∆Eff < Max | Ton | 4721 | 4721 | 4721 | Yes-to NC Prgm | Yes-to NC Prgm | Yes-to NC Prgm | 100% | 100% | 100% | Yes | Yes | Yes | HVAC/Plumbing | C1 & C2 | HVAC | 21
4722 | 4722 | 4722 | H4722 | H4722 | N-H4722 | PD Water-Cooled, Path B, ≥ 75 tons and < 150 tons, Full Load ≤0.750 kW/ton and IPLV ≤0.460 kW/ton | H4722: PD Water-Cooled, Path B, ≥ 75 tons and < 150 tons, Full Load ≤0.750 kW/ton and IPLV ≤0.460 kW/ton | $8+$125/1.0 ∆Eff < Max | Ton | $8+$125/1.0 ∆Eff < Max | Ton | $4+$90/1.0 ∆Eff < Max | Ton | 4722 | 4722 | 4722 | Yes-to NC Prgm | Yes-to NC Prgm | Yes-to NC Prgm | 100% | 100% | 100% | Yes | Yes | Yes | HVAC/Plumbing | C1 & C2 | HVAC | 21
4723 | 4723 | 4723 | H4723 | H4723 | N-H4723 | PD Water-Cooled, Path B, ≥ 150 tons and < 300 tons, Full Load ≤0.680 kW/ton and IPLV ≤0.410 kW/ton | H4723: PD Water-Cooled, Path B, ≥ 150 tons and < 300 tons, Full Load ≤0.680 kW/ton and IPLV ≤0.410 kW/ton | $8+$125/1.0 ∆Eff < Max | Ton | $8+$125/1.0 ∆Eff < Max | Ton | $4+$90/1.0 ∆Eff < Max | Ton | 4723 | 4723 | 4723 | Yes-to NC Prgm | Yes-to NC Prgm | Yes-to NC Prgm | 100% | 100% | 100% | Yes | Yes | Yes | HVAC/Plumbing | C1 & C2 | HVAC | 21
4724 | 4724 | 4724 | H4724 | H4724 | N-H4724 | PD Water-Cooled, Path B, ≥ 300 tons and < 600 tons, Full Load ≤0.6250 kW/ton and IPLV ≤0.380 kW/ton | H4724: PD Water-Cooled, Path B, ≥ 300 tons and < 600 tons, Full Load ≤0.6250 kW/ton and IPLV ≤0.380 kW/ton | $8+$125/1.0 ∆Eff < Max | Ton | $8+$125/1.0 ∆Eff < Max | Ton | $4+$90/1.0 ∆Eff < Max | Ton | 4724 | 4724 | 4724 | Yes-to NC Prgm | Yes-to NC Prgm | Yes-to NC Prgm | 100% | 100% | 100% | Yes | Yes | Yes | HVAC/Plumbing | C1 & C2 | HVAC | 21
4725 | 4725 | 4725 | H4725 | H4725 | N-H4725 | PD Water-Cooled, Path B, ≥ 600 tons, Full Load ≤0.585 kW/ton and IPLV ≤0.350 kW/ton | H4725: PD Water-Cooled, Path B, ≥ 600 tons, Full Load ≤0.585 kW/ton and IPLV ≤0.350 kW/ton | $8+$125/1.0 ∆Eff < Max | Ton | $8+$125/1.0 ∆Eff < Max | Ton | $4+$90/1.0 ∆Eff < Max | Ton | 4725 | 4725 | 4725 | Yes-to NC Prgm | Yes-to NC Prgm | Yes-to NC Prgm | 100% | 100% | 100% | Yes | Yes | Yes | HVAC/Plumbing | C1 & C2 | HVAC | 21
4731 | 4731 | 4731 | H4731 | H4731 | N-H4731 | Centrifugal Water-Cooled, Path B, <150 tons, Full Load ≤0.695 kW/ton and IPLV ≤0.410 kW/ton | H4731: Centrifugal Water-Cooled, Path B, <150 tons, Full Load ≤0.695 kW/ton and IPLV ≤0.410 kW/ton | $8+$125/1.0 ∆Eff < Max | Ton | $8+$125/1.0 ∆Eff < Max | Ton | $4+$90/1.0 ∆Eff < Max | Ton | 4731 | 4731 | 4731 | Yes-to NC Prgm | Yes-to NC Prgm | Yes-to NC Prgm | 100% | 100% | 100% | Yes | Yes | Yes | HVAC/Plumbing | C1 & C2 | HVAC | 21
4732 | 4732 | 4732 | H4732 | H4732 | N-H4732 | Centrifugal Water-Cooled, Path B, ≥ 150 tons and < 300 tons, Full Load ≤0.635 kW/ton and IPLV ≤0.370 kW/ton | H4732: Centrifugal Water-Cooled, Path B, ≥ 150 tons and < 300 tons, Full Load ≤0.635 kW/ton and IPLV ≤0.370 kW/ton | $8+$125/1.0 ∆Eff < Max | Ton | $8+$125/1.0 ∆Eff < Max | Ton | $4+$90/1.0 ∆Eff < Max | Ton | 4732 | 4732 | 4732 | Yes-to NC Prgm | Yes-to NC Prgm | Yes-to NC Prgm | 100% | 100% | 100% | Yes | Yes | Yes | HVAC/Plumbing | C1 & C2 | HVAC | 21
4733 | 4733 | 4733 | H4733 | H4733 | N-H4733 | Centrifugal Water-Cooled, Path B, ≥ 300 tons and < 400 tons, Full Load ≤0.595 kW/ton and IPLV ≤0.360 kW/ton | H4733: Centrifugal Water-Cooled, Path B, ≥ 300 tons and < 400 tons, Full Load ≤0.595 kW/ton and IPLV ≤0.360 kW/ton | $8+$125/1.0 ∆Eff < Max | Ton | $8+$125/1.0 ∆Eff < Max | Ton | $4+$90/1.0 ∆Eff < Max | Ton | 4733 | 4733 | 4733 | Yes-to NC Prgm | Yes-to NC Prgm | Yes-to NC Prgm | 100% | 100% | 100% | Yes | Yes | Yes | HVAC/Plumbing | C1 & C2 | HVAC | 21
4734 | 4734 | 4734 | H4734 | H4734 | N-H4734 | Centrifugal Water-Cooled, Path B, ≥ 400 tons and < 600 tons, Full Load ≤0.585 kW/ton and IPLV ≤0.350 kW/ton | H4734: Centrifugal Water-Cooled, Path B, ≥ 400 tons and < 600 tons, Full Load ≤0.585 kW/ton and IPLV ≤0.350 kW/ton | $8+$125/1.0 ∆Eff < Max | Ton | $8+$125/1.0 ∆Eff < Max | Ton | $4+$90/1.0 ∆Eff < Max | Ton | 4734 | 4734 | 4734 | Yes-to NC Prgm | Yes-to NC Prgm | Yes-to NC Prgm | 100% | 100% | 100% | Yes | Yes | Yes | HVAC/Plumbing | C1 & C2 | HVAC | 21
4735 | 4735 | 4735 | H4735 | H4735 | N-H4735 | Centrifugal Water-Cooled, Path B, ≥ 600 tons, Full Load ≤0.585kW/ton and IPLV ≤0.350 kW/ton | H4735: Centrifugal Water-Cooled, Path B, ≥ 600 tons, Full Load ≤0.585kW/ton and IPLV ≤0.350 kW/ton | $8+$125/1.0 ∆Eff < Max | Ton | $8+$125/1.0 ∆Eff < Max | Ton | $4+$90/1.0 ∆Eff < Max | Ton | 4735 | 4735 | 4735 | Yes-to NC Prgm | Yes-to NC Prgm | Yes-to NC Prgm | 100% | 100% | 100% | Yes | Yes | Yes | HVAC/Plumbing | C1 & C2 | HVAC | 21
[6 empty] | ----------------------HVAC CATALOG: VENTILATION AND CONTROLS---------------------------- | ----------------------HVAC CATALOG: VENTILATION AND CONTROLS---------------------------- | [20 empty] | HVAC
2314 | 2314 | 2314 | H2314 | H2314 | N-H2314 | Energy Recovery Ventilator, Sensible & Latent Heat | H2314: Energy Recovery Ventilator, Sensible & Latent Heat | 0.75 | CFM | 0.75 | CFM | 0.6 | CFM | 2314 | 2314 | 2314 | Yes-to NC Prgm | Yes-to NC Prgm | Yes-to NC Prgm | 100% | 100% | 100% | No | Yes | Yes | HVAC/Plumbing | D | HVAC | 23
5082 | 5082 | 5082 | H5082 | H5082 | N-H5082 | Energy Recovery Ventilator, Sensible Heat Only | H5082: Energy Recovery Ventilator, Sensible Heat Only | 0.65 | CFM | 0.65 | CFM | 0.5 | CFM | 5082 | 5082 | 5082 | Yes-to NC Prgm | Yes-to NC Prgm | Yes-to NC Prgm | 100% | 100% | 100% | No | Yes | Yes | HVAC/Plumbing | D | HVAC | 23
3066 | 3066 | 3066 | H3066 | H3066 | Not Eligible | Economizer (Existing RTU or AHU Only) | H3066: Economizer (Existing RTU or AHU Only) | 200 | RTU or AHU | 200 | RTU or AHU | N/A | RTU or AHU | 3066 | 3066 | 3066 | No | No | No | 100% | 100% | 100% | No | Yes | Yes | HVAC/Plumbing | E | HVAC | 24
3910 | 3910 | 3910 | H3910 | H3910 | Not Eligible | HVAC Fan with ECM (≤ 1.0 hp), Heating Only | H3910: HVAC Fan with ECM (≤ 1.0 hp), Heating Only | 25 | Motor | 25 | Motor | N/A | Motor | 3910 | 3910 | 3910 | No | No | No | 100% | 100% | 100% | No | No | Yes |  |  | HVAC | 24
3911 | 3911 | 3911 | H3911 | H3911 | Not Eligible | HVAC Fan with ECM (≤ 1.0 hp), Cooling Only | H3911: HVAC Fan with ECM (≤ 1.0 hp), Cooling Only | 25 | Motor | 25 | Motor | N/A | Motor | 3911 | 3911 | 3911 | No | No | No | 100% | 100% | 100% | No | No | Yes |  |  | HVAC | 24
3912 | 3912 | 3912 | H3912 | H3912 | Not Eligible | HVAC Fan with ECM (≤ 1.0 hp), Occupied Ventilation | H3912: HVAC Fan with ECM (≤ 1.0 hp), Occupied Ventilation | 25 | Motor | 25 | Motor | N/A | Motor | 3912 | 3912 | 3912 | No | No | No | 100% | 100% | 100% | No | No | Yes |  |  | HVAC | 24
3913 | 3913 | 3913 | H3913 | H3913 | Not Eligible | HVAC Fan with ECM (≤ 1.0 hp), 24/7 Ventilation | H3913: HVAC Fan with ECM (≤ 1.0 hp), 24/7 Ventilation | 25 | Motor | 25 | Motor | N/A | Motor | 3913 | 3913 | 3913 | No | No | No | 100% | 100% | 100% | No | No | Yes |  |  | HVAC | 24
3964 | 3964 | 3964 | H3964 | H3964 | Not Eligible | Advanced Rooftop Unit Controllers | H3964: Advanced Rooftop Unit Controllers | 90 | Ton | 90 | Ton | N/A | Ton | 3964 | 3964 | 3964 | No | No | No | 100% | 100% | 100% | No | Yes | Yes | HVAC/Plumbing | F | HVAC | 25
2853 | 2853 | 2853 | H2853 | H2853 | N-H2853 | Demand Controlled Ventilation (DCV) for Multiple Zone RTU/AHU | H2853: Demand Controlled Ventilation (DCV) for Multiple Zone RTU/AHU | 0.2 | CFM Reduced | 0.2 | CFM Reduced | 0.2 | CFM Reduced | 2853 | 2853 | 2853 | Yes-to NC Prgm | Yes-to NC Prgm | Yes-to NC Prgm | 50% | 50% | 50% | No | Yes | Yes | HVAC/Plumbing | G1 | HVAC | 26
3266 | 3266 | 3266 | H3266 | H3266 | N-H3266 | Demand Controlled Ventilation (DCV) for Single Zone RTU/AHU | H3266: Demand Controlled Ventilation (DCV) for Single Zone RTU/AHU | 350 | RTU or AHU | 350 | RTU or AHU | 350 | RTU or AHU | 3266 | 3266 | 3266 | Yes-to NC Prgm | Yes-to NC Prgm | Yes-to NC Prgm | 50% | 50% | 50% | No | Yes | Yes | HVAC/Plumbing | G2 | HVAC | 26
2623 | 2623 | 2623 | K2623 | K2623 | Not Eligible | Temperature Sensing Conrolling Exhaust Fan | K2623: Temperature Sensing Conrolling Exhaust Fan | 200 | HP controlled | 200 | HP controlled | N/A | N/A | 2623 | 2623 | N/A | No | No | No | 100% | 100% | N/A | No | No | Yes |  |  | HVAC | 27
2621 | 2621 | 2621 | K2621 | K2621 | Not Eligible | MAU Fan - Bonus When Coupled with (K2623) | K2621: MAU Fan - Bonus When Coupled with (K2623) | 40 | HP controlled | 40 | HP controlled | N/A | N/A | 2621 | 2621 | N/A | No | No | No | 100% | 100% | N/A | No | No | Yes |  |  | HVAC | 27
2627 | 2627 | 2627 | K2627 | K2627 | Not Eligible | Temperature and Optical Sensing Controlling Exhaust Fan | K2627: Temperature and Optical Sensing Controlling Exhaust Fan | 600 | HP controlled | 600 | HP controlled | N/A | N/A | 2627 | 2627 | N/A | No | No | No | 100% | 100% | N/A | No | No | Yes |  |  | HVAC | 27
2625 | 2625 | 2625 | K2625 | K2625 | Not Eligible | MAU Fan - Bonus When Coupled with (K2627) | K2625: MAU Fan - Bonus When Coupled with (K2627) | 80 | HP controlled | 80 | HP controlled | N/A | N/A | 2625 | 2625 | N/A | No | No | No | 100% | 100% | N/A | No | No | Yes |  |  | HVAC | 27
2373 | 2373 | 2373 | H2373 | H2373 | N-H2373 | Guest Room Energy Management Control (PTAC w/ elec heat) | H2373: Guest Room Energy Management Control (PTAC w/ elec heat) | 40 | Room | 40 | Room | 40 | Room | 2373 | 2373 | 2373 | Yes-to NC Prgm | Yes-to NC Prgm | Yes-to NC Prgm | 100% | 100% | 100% | No | No | Yes |  |  | HVAC | 27
4748 | 4748 | 4748 | H4748 | H4748 | N-H4748 | Guest Room Energy Management Control (PTHP) | H4748: Guest Room Energy Management Control (PTHP) | 40 | Room | 40 | Room | 40 | Room | 4748 | 4748 | 4748 | Yes-to NC Prgm | Yes-to NC Prgm | Yes-to NC Prgm | 100% | 100% | 100% | No | No | Yes |  |  | HVAC | 27
2374 | 2374 | 2374 | H2374 | H2374 | N-H2374 | Guest Room Energy Management Control (all other HVAC systems) | H2374: Guest Room Energy Management Control (all other HVAC systems) | 40 | Room | 40 | Room | 40 | Room | 2374 | 2374 | 2374 | Yes-to NC Prgm | Yes-to NC Prgm | Yes-to NC Prgm | 100% | 100% | 100% | No | Yes | Yes | HVAC/Plumbing | H | HVAC | 27
4375 | 4375 | 4375 | H4375 | H4375 | N-H4375 | Smart Thermostat, Natural Gas Boiler | H4375: Smart Thermostat, Natural Gas Boiler | 50 | T-Stat | 50 | T-Stat | 50 | T-Stat | 4375 | 4375 | 4375 | Yes-to NC Prgm | Yes-to NC Prgm | Yes-to NC Prgm | 100% | 100% | 100% | No | No | Yes |  |  | HVAC | 28
4376 | 4376 | 4376 | H4376 | H4376 | N-H4376 | Smart Thermostat, Natural Gas Furnace | H4376: Smart Thermostat, Natural Gas Furnace | 50 | T-Stat | 50 | T-Stat | 50 | T-Stat | 4376 | 4376 | 4376 | Yes-to NC Prgm | Yes-to NC Prgm | Yes-to NC Prgm | 100% | 100% | 100% | No | No | Yes |  |  | HVAC | 28
4377 | 4377 | 4377 | H4377 | H4377 | N-H4377 | Smart Thermostat, Rooftop Unit with AC and Natural Gas Heat | H4377: Smart Thermostat, Rooftop Unit with AC and Natural Gas Heat | 50 | T-Stat | 50 | T-Stat | 50 | T-Stat | 4377 | 4377 | 4377 | Yes-to NC Prgm | Yes-to NC Prgm | Yes-to NC Prgm | 100% | 100% | 100% | No | No | Yes |  |  | HVAC | 28
5079 | 5079 | 5079 | H5079 | H5079 | N-H5079 | Smart Thermostat, Unit Heater, Standard Efficiency | H5079: Smart Thermostat, Unit Heater, Standard Efficiencyh | 50 | T-Stat | 50 | T-Stat | 50 | T-Stat | 5079 | 5079 | 5079 | Yes-to NC Prgm | Yes-to NC Prgm | Yes-to NC Prgm | 100% | 100% | 100% | No | No | Yes |  |  | HVAC | 28
5080 | 5080 | 5080 | H5080 | H5080 | N-H5080 | Smart Thermostat, Unit Heater, ≥90% TE | H5080: Smart Thermostat, Unit Heater, ≥90% TE | 50 | T-Stat | 50 | T-Stat | 50 | T-Stat | 5080 | 5080 | 5080 | Yes-to NC Prgm | Yes-to NC Prgm | Yes-to NC Prgm | 100% | 100% | 100% | No | No | Yes |  |  | HVAC | 28
2640 | 2640 | 2640 | H2640 | H2640 | N-H2640 | Variable Torque VFD, Boiler Draft Fan | H2640: Variable Torque VFD, Boiler Draft Fan | 35 | HP | 35 | HP | 25 | HP | 2640 | 2640 | 2640 | Yes-to NC Prgm | Yes-to NC Prgm | Yes-to NC Prgm | 100% | 100% | 100% | No | Yes | Yes | HVAC/Plumbing | I | HVAC | 29
2641 | 2641 | 2641 | H2641 | H2641 | Not Eligible | Variable Torque VFD, Cooling Tower Fan | H2641: Variable Torque VFD, Cooling Tower Fan | 35 | HP | 35 | HP | N/A | HP | 2641 | 2641 | 2641 | No | No | No | 100% | 100% | 100% | No | Yes | Yes | HVAC/Plumbing | I | HVAC | 29
2643 | 2643 | 2643 | H2643 | H2643 | Not Eligible | Variable Torque VFD, HVAC Fan | H2643: Variable Torque VFD, HVAC Fan | 35 | HP | 35 | HP | N/A | HP | 2643 | 2643 | 2643 | No | No | No | 100% | 100% | 100% | No | Yes | Yes | HVAC/Plumbing | I | HVAC | 29
2726 | 2726 | 2726 | H2726 | H2726 | Not Eligible | Variable Torque VFD, Chilled Water Distribution Pump | H2726: Variable Torque VFD, Chilled Water Distribution Pump | 35 | HP | 35 | HP | N/A | HP | 2726 | 2726 | 2726 | No | No | No | 100% | 100% | 100% | No | Yes | Yes | HVAC/Plumbing | I | HVAC | 29
2644 | 2644 | 2644 | H2644 | H2644 | Not Eligible | Variable Torque VFD, HVAC Heating Pump | H2644: Variable Torque VFD, HVAC Heating Pump | 35 | HP | 35 | HP | N/A | HP | 2644 | 2644 | 2644 | No | No | No | 100% | 100% | 100% | No | Yes | Yes | HVAC/Plumbing | I | HVAC | 29
2646 | 2646 | 2646 | H2646 | H2646 | N-H2646 | Variable Torque VFD, Pool Pump Motor | H2646: Variable Torque VFD, Pool Pump Motor | 35 | HP | 35 | HP | 25 | HP | 2646 | 2646 | 2646 | Yes-to NC Prgm | Yes-to NC Prgm | Yes-to NC Prgm | 100% | 100% | 100% | No | Yes | Yes | HVAC/Plumbing | I | HVAC | 29
4902 | 4902 | 4902 | H4902 | Not Eligible | Not Eligible | Modulating Commercial Dryer Controls, ≥30 to ≤100 lbs, ≥500 to ≤2500 loads/year | H4902: Modulating Commercial Dryer Controls, ≥30 to ≤100 lbs, ≥500 to ≤2500 loads/year | 50 | Dryer | 50 | Dryer | N/A | Dryer | 4902 | 4902 | 4902 | No | N/A | No | 100% | 100% | 100% | No | Yes | Yes | HVAC/Plumbing | J | HVAC | 30
4903 | 4903 | 4903 | H4903 | H4903 | Not Eligible | Modulating Commercial Dryer Controls, ≥30 to ≤100 lbs, ≥2500 loads/year | H4903: Modulating Commercial Dryer Controls, ≥30 to ≤100 lbs, ≥2500 loads/year | 150 | Dryer | 150 | Dryer | N/A | Dryer | 4903 | 4903 | 4903 | No | N/A | No | 100% | 100% | 100% | No | Yes | Yes | HVAC/Plumbing | J | HVAC | 30
4904 | 4904 | 4904 | H4904 | H4904 | Not Eligible | Modulating Commercial Dryer Controls, >100 to ≤250 lbs, ≥500 to ≤2,500 loads/year | H4904: Modulating Commercial Dryer Controls, >100 to ≤250 lbs, ≥500 to ≤2,500 loads/year | 150 | Dryer | 150 | Dryer | N/A | Dryer | 4904 | 4904 | 4904 | No | N/A | No | 100% | 100% | 100% | No | Yes | Yes | HVAC/Plumbing | J | HVAC | 30
4905 | 4905 | 4905 | H4905 | H4905 | Not Eligible | Modulating Commercial Dryer Controls, >100 to ≤250 lbs, >2,500 loads/year | H4905: Modulating Commercial Dryer Controls, >100 to ≤250 lbs, >2,500 loads/year | 350 | Dryer | 350 | Dryer | N/A | Dryer | 4905 | 4905 | 4905 | No | N/A | No | 100% | 100% | 100% | No | Yes | Yes | HVAC/Plumbing | J | HVAC | 30
[6 empty] | ----------------------HVAC CATALOG: PLUMBING---------------------------- | ----------------------HVAC CATALOG: PLUMBING---------------------------- | [20 empty] | HVAC
5083 | 5083 | 5083 | P5083 | P5083 | N-P5083 | K-12 School High Use Commercial Water Heater, Gas Storage ≥ 90% Thermal Efficiency | P5083: K-12 School High Use Commercial Water Heater, Gas Storage ≥ 90% Thermal Efficiency | 200 | Water Heater | 200 | Water Heater | 100 | Water Heater | 3684 | 3684 | 3684 | Yes-to NC Prgm | Yes-to NC Prgm | Yes-to NC Prgm | 100% | 100% | 100% | No | Yes | No | HVAC/Plumbing | K | HVAC | 31
3045 | 3045 | 3045 | P3045 | P3045 | N-P3045 | High Use Commercial Water Heater, Gas Storage ≥90% TE | P3045: High Use Commercial Water Heater, Gas Storage ≥90% TE | 400 | Water Heater | 400 | Water Heater | 200 | Water Heater | 3045 | 3045 | 3045 | Yes-to NC Prgm | Yes-to NC Prgm | Yes-to NC Prgm | 100% | 100% | 100% | No | Yes | Yes | HVAC/Plumbing | K | HVAC | 31
5084 | 5084 | 5084 | P5084 | P5084 | N-P5084 | High Use Commercial Water Heater, Gas Indirect ≥90% TE | P5084: High Use Commercial Water Heater, Gas Indirect ≥90% TE | 400 | Water Heater | 400 | Water Heater | 200 | Water Heater | 5084 | 5084 | 5084 | Yes-to NC Prgm | Yes-to NC Prgm | Yes-to NC Prgm | 100% | 100% | 100% | No | Yes | Yes | HVAC/Plumbing | K | HVAC | 31
4942 | 4942 | 4942 | P4942 | P4942 | N-P4942 | High Use Commercial Water Heater, Gas Tankless ≥90% TE | P4942: High Use Commercial Water Heater, Gas Tankless ≥90% TE | 400 | Water Heater | 400 | Water Heater | 200 | Water Heater | 4942 | 4942 | 4942 | Yes-to NC Prgm | Yes-to NC Prgm | Yes-to NC Prgm | 100% | 100% | 100% | No | Yes | Yes | HVAC/Plumbing | K | HVAC | 31
5234 | 5234 | 5234 | P5234 | P5234 | Not Eligible | 95%+ AFUE or TE Combination Boiler, Multifamily | P5234: 95%+ AFUE or TE Combination Boiler, Multifamily | 4.5 | MBh | 4.5 | MBh | N/A | MBh | 5234 | 5234 | 5234 | Yes-to NC Prgm | Yes-to NC Prgm | Yes-to NC Prgm | 100% | 100% | 100% | No | No | Yes |  |  | HVAC | 32
[6 empty] | -----------------------HVAC CATALOG: BUILDING ENVELOPE ---------------------- | -----------------------HVAC CATALOG: BUILDING ENVELOPE ---------------------- | [20 empty] | HVAC
2300 | 2300 | 2300 | B2300 | B2300 | Not Eligible | Dock Door Infiltration Reduction, New Install | B2300: Dock Door Infiltration Reduction, New Install | 150 | Door Sealed | 150 | Door Sealed | N/A | Door Sealed | 2300 | 2300 | 2300 | No | No | No | 100% | 100% | 100% | No | No | No |  |  | HVAC | 33
2301 | 2301 | 2301 | B2301 | B2301 | Not Eligible | Dock Door Infiltration Reduction, Replace Existing | B2301: Dock Door Infiltration Reduction, Replace Existing | 150 | Door Sealed | 150 | Door Sealed | N/A | Door Sealed | 2301 | 2301 | 2301 | No | No | No | 100% | 100% | 100% | No | No | No |  |  | HVAC | 33
2302 | 2302 | 2302 | B2302 | B2302 | Not Eligible | Dock Pit/Ramp External Seal, Added to Existing "Brush" Barrier | B2302: Dock Pit/Ramp External Seal, Added to Existing "Brush" Barrier | 75 | Pit sealed | 75 | Pit sealed | N/A | Pit sealed | 2302 | 2302 | 2302 | No | No | No | 100% | 100% | 100% | No | No | No |  |  | HVAC | 33
2303 | 2303 | 2303 | B2303 | B2303 | N-B2303 | Dock Pit/Ramp External Seal, No Brush Barrier Present | B2303: Dock Pit/Ramp External Seal, No Brush Barrier Present | 75 | Pit sealed | 75 | Pit sealed | 75 | Pit sealed | 2303 | 2303 | 2303 | Yes-to NC Prgm | Yes-to NC Prgm | Yes-to NC Prgm | 100% | 100% | 100% | No | No | No |  |  | HVAC | 33
3680 | 3680 | 3680 | B3680 | B3680 | N-B3680 | Spring-loaded Overhead Door Hinge, Heating Setpoint = 55°F | B3680: Spring-loaded Overhead Door Hinge, Heating Setpoint = 55°F | 80 | Per Door | 80 | Per Door | 80 | Per Door | 3680 | 3680 | 3680 | Yes-to NC Prgm | Yes-to NC Prgm | Yes-to NC Prgm | 100% | 100% | 100% | No | No | No |  |  | HVAC | 33
3681 | 3681 | 3681 | B3681 | B3681 | N-B3681 | Spring-loaded Overhead Door Hinge, Heating Setpoint = 60°F | B3681: Spring-loaded Overhead Door Hinge, Heating Setpoint = 60°F | 80 | Per Door | 80 | Per Door | 80 | Per Door | 3681 | 3681 | 3681 | Yes-to NC Prgm | Yes-to NC Prgm | Yes-to NC Prgm | 100% | 100% | 100% | No | No | No |  |  | HVAC | 33
3682 | 3682 | 3682 | B3682 | B3682 | N-B3682 | Spring-loaded Overhead Door Hinge, Heating Setpoint = 65°F | B3682: Spring-loaded Overhead Door Hinge, Heating Setpoint = 65°F | 80 | Per Door | 80 | Per Door | 80 | Per Door | 3682 | 3682 | 3682 | Yes-to NC Prgm | Yes-to NC Prgm | Yes-to NC Prgm | 100% | 100% | 100% | No | No | No |  |  | HVAC | 33
3683 | 3683 | 3683 | B3683 | B3683 | N-B3683 | Spring-loaded Overhead Door Hinge, Heating Setpoint = 70°F | B3683: Spring-loaded Overhead Door Hinge, Heating Setpoint = 70°F | 80 | Per Door | 80 | Per Door | 80 | Per Door | 3683 | 3683 | 3683 | Yes-to NC Prgm | Yes-to NC Prgm | Yes-to NC Prgm | 100% | 100% | 100% | No | No | No |  |  | HVAC | 33
[6 empty] | -----------------------COMMERCIAL REFRIGERATION CATALOG: NON-SELF CONTAINED----------------------- | -----------------------COMMERCIAL REFRIGERATION CATALOG: NON-SELF CONTAINED----------------------- | [20 empty] | Refrigeration
2236 | 2236 | 2236 | R2236 | R2236 | Not Eligible | Efficient Reach-in Cooler Case Door, No-Heat Type | R2236: Efficient Reach-in Cooler Case Door, No-Heat Type | 7 | Door | 7 | Door | N/A | Door | 2236 | 2236 | 2236 | No | No | No | 100% | 100% | 100% | No | No | Yes |  |  | Refrigeration | 7
2234 | 2234 | 2234 | R2234 | R2234 | Not Eligible | Efficient Reach-in Freezer Case Door, Low-Heat Type | R2234: Efficient Reach-in Freezer Case Door, Low-Heat Type | 35 | Door | 35 | Door | N/A | Door | 2234 | 2234 | 2234 | No | No | No | 100% | 100% | 100% | No | No | Yes |  |  | Refrigeration | 7
2235 | 2235 | 2235 | R2235 | R2235 | Not Eligible | Efficient Reach-in Freezer Case Door, No-Heat Type | R2235: Efficient Reach-in Freezer Case Door, No-Heat Type | 80 | Door | 80 | Door | N/A | Door | 2235 | 2235 | 2235 | No | No | No | 100% | 100% | 100% | No | No | Yes |  |  | Refrigeration | 7
2308 | 2308 | 2308 | R2308 | R2308 | Not Eligible | ECM Evaporator Fan Motor, Walk-In Cooler, < 1/20 hp | R2308: ECM Evaporator Fan Motor, Walk-In Cooler, < 1/20 hp | 25 | Motor | 25 | Motor | N/A | Motor | 2308 | 2308 | 2308 | No | No | No | 100% | 100% | 100% | No | No | Yes |  |  | Refrigeration | 8
2309 | 2309 | 2309 | R2309 | R2309 | Not Eligible | ECM Evaporator Fan Motor, Walk-In Cooler, 1/20 - 1 hp | R2309: ECM Evaporator Fan Motor, Walk-In Cooler, 1/20 - 1 hp | 50 | Motor | 50 | Motor | N/A | Motor | 2309 | 2309 | 2309 | No | No | No | 100% | 100% | 100% | No | No | Yes |  |  | Refrigeration | 8
2310 | 2310 | 2310 | R2310 | R2310 | Not Eligible | ECM Evaporator Fan Motor, Walk-In Freezer, < 1/20 hp | R2310: ECM Evaporator Fan Motor, Walk-In Freezer, < 1/20 hp | 25 | Motor | 25 | Motor | N/A | Motor | 2310 | 2310 | 2310 | No | No | No | 100% | 100% | 100% | No | No | Yes |  |  | Refrigeration | 8
2311 | 2311 | 2311 | R2311 | R2311 | Not Eligible | ECM Evaporator Fan Motor, Walk-In Freezer, 1/20 - 1 hp | R2311: ECM Evaporator Fan Motor, Walk-In Freezer, 1/20 - 1 hp | 50 | Motor | 50 | Motor | N/A | Motor | 2311 | 2311 | 2311 | No | No | No | 100% | 100% | 100% | No | No | Yes |  |  | Refrigeration | 8
2312 | 2312 | 2312 | R2312 | R2312 | Not Eligible | ECM Motor, Cooler/Freezer Case | R2312: ECM Motor, Cooler/Freezer Case | 35 | Motor | 35 | Motor | N/A | Motor | 2312 | 2312 | 2312 | No | No | No | 100% | 100% | 100% | No | No | Yes |  |  | Refrigeration | 8
4284 | 4284 | 4284 | R4284 | R4284 | Not Eligible | Permanent Magnet Synchronous Motor, Cooler/Freezer Case | R4284: Permanent Magnet Synchronous Motor, Cooler/Freezer Case | 35 | Motor | 35 | Motor | N/A | Motor | 4284 | 4284 | 4284 | No | No | No | 100% | 100% | 100% | No | No | Yes |  |  | Refrigeration | 8
2306 | 2306 | 2306 | R2306 | Not Eligible | Not Eligible | ECM Compressor Fan Motor | R2306: ECM Compressor Fan Motor | 25 | Motor | 25 | Motor | N/A | Motor | 2306 | 2306 | 2306 | No | No | No | 100% | 100% | 100% | No | No | Yes |  |  | Refrigeration | 8
2307 | 2307 | 2307 | R2307 | Not Eligible | Not Eligible | ECM Condenser / Condensing Unit Fan Motor | R2307: ECM Condenser / Condensing Unit Fan Motor | 25 | Motor | 25 | Motor | N/A | Motor | 2307 | 2307 | 2307 | No | No | No | 100% | 100% | 100% | No | No | Yes |  |  | Refrigeration | 8
3114 | 3114 | 3114 | R3114 | R3114 | Not Eligible | LED, Horizontal Case Lighting, replacing or instead of Linear Fluorescent | R3114: LED, Horizontal Case Lighting, replacing or instead of Linear Fluorescent | 3 | Linear Foot of Lamps | 3 | Linear Foot of Lamps | N/A | Linear Foot of Lamps | 3114 | 3114 | 3114 | No | No | No | 100% | 100% | 100% | No | No | Yes |  |  | Refrigeration | 9
2456 | 2456 | 2456 | R2456 | R2456 | Not Eligible | LED, Vertical Case Lighting, replacing or instead of Linear Fluorescent | R2456: LED, Vertical Case Lighting, replacing or instead of Linear Fluorescent | 15 | Fixture | 15 | Fixture | N/A | Fixture | 2456 | 2456 | 2456 | No | No | No | 100% | 100% | 100% | No | No | No |  |  | Refrigeration | 9
2509 | 2509 | 2509 | R2509 | R2509 | N-R2509 | Reach-In Refrigerated Case w/ Doors replacing or instead of Open Multideck Case | R2509: Reach-In Refrigerated Case w/ Doors replacing or instead of Open Multideck Case | 80 | Linear Foot | 80 | Linear Foot | 55 | Linear Foot | 2509 | 2509 | 2509 | Yes-to NC Prgm | Yes-to NC Prgm | Yes-to NC Prgm | 100% | 100% | 100% | No | No | Yes |  |  | Refrigeration | 10
3409 | 3409 | 3409 | R3409 | R3409 | N-R3409 | Retrofit Open Refrigerated Cases with Doors (or new multideck case w/ doors for BIP) | R3409: Retrofit Open Refrigerated Cases with Doors (or new multideck case w/ doors for BIP) | 60 | Linear Foot | 60 | Linear Foot | 40 | Linear Foot | 3409 | 3409 | 3409 | Yes-to NC Prgm | Yes-to NC Prgm | Yes-to NC Prgm | 100% | 100% | 100% | No | No | Yes |  |  | Refrigeration | 10
2271 | 2271 | 2271 | R2271 | R2271 | N-R2271 | Cooler Night Curtains, Open Multideck-Style Cases | R2271: Cooler Night Curtains, Open Multideck-Style Cases | 7 | Linear Foot | 7 | Linear Foot | 5 | Linear Foot | 2271 | 2271 | 2271 | Yes-to NC Prgm | Yes-to NC Prgm | Yes-to NC Prgm | 100% | 100% | 100% | No | No | No |  |  | Refrigeration | 11
3183 | 3183 | 3183 | R3183 | R3183 | Not Eligible | Strip Curtain, Walk-In Freezers and Coolers | R3183: Strip Curtain, Walk-In Freezers and Coolers | 5 | Linear Foot | 5 | Linear Foot | N/A | Linear Foot | 3183 | 3183 | 3183 | No | No | No | 100% | 100% | 100% | No | No | No |  |  | Refrigeration | 12
[6 empty] | -----------------------COMMERCIAL REFRIGERATION CATALOG: CONTROLS----------------------- | -----------------------COMMERCIAL REFRIGERATION CATALOG: CONTROLS----------------------- | [20 empty] | Refrigeration
2197 | 2197 | 2197 | R2197 | R2197 | Not Eligible | Anti-Sweat Heater Controls, Freezer Case, Low-Heat Door | R2197: Anti-Sweat Heater Controls, Freezer Case, Low-Heat Door | 25 | Door | 25 | Door | N/A | Door | 2197 | 2197 | 2197 | No | No | No | 100% | 100% | 100% | No | No | Yes |  |  | Refrigeration | 13
2198 | 2198 | 2198 | R2198 | R2198 | Not Eligible | Anti-Sweat Heater Controls, Freezer Case, No-Heat Door | R2198: Anti-Sweat Heater Controls, Freezer Case, No-Heat Door | 25 | Door | 25 | Door | N/A | Door | 2198 | 2198 | 2198 | No | No | No | 100% | 100% | 100% | No | No | Yes |  |  | Refrigeration | 13
2199 | 2199 | 2199 | R2199 | R2199 | Not Eligible | Anti-Sweat Heater Controls, Freezer Case, Standard Door | R2199: Anti-Sweat Heater Controls, Freezer Case, Standard Door | 25 | Door | 25 | Door | N/A | Door | 2199 | 2199 | 2199 | No | No | No | 100% | 100% | 100% | No | No | Yes |  |  | Refrigeration | 13
2200 | 2200 | 2200 | R2200 | R2200 | Not Eligible | Anti-Sweat Heater Controls, Refrigerated Case, Low-Heat or No-Heat Door | R2200: Anti-Sweat Heater Controls, Refrigerated Case, Low-Heat or No-Heat Door | 25 | Door | 25 | Door | N/A | Door | 2200 | 2200 | 2200 | No | No | No | 100% | 100% | 100% | No | No | Yes |  |  | Refrigeration | 13
2201 | 2201 | 2201 | R2201 | R2201 | Not Eligible | Anti-Sweat Heater Controls, Refrigerated Case, Standard Door | R2201: Anti-Sweat Heater Controls, Refrigerated Case, Standard Door | 25 | Door | 25 | Door | N/A | Door | 2201 | 2201 | 2201 | No | No | No | 100% | 100% | 100% | No | No | Yes |  |  | Refrigeration | 13
2269 | 2269 | 2269 | R2269 | R2269 | N-R2269 | Evaporator Fan Control (walk-in coolers and freezers) | R2269: Evaporator Fan Control (walk-in coolers and freezers) | 15 | Motor | 15 | Motor | 10 | Motor | 2269 | 2269 | 2269 | Yes-to NC Prgm | Yes-to NC Prgm | Yes-to NC Prgm | 100% | 100% | 100% | No | No | Yes |  |  | Refrigeration | 14
4759 | 4759 | 4759 | R4759 | R4759 | N-R4759 | Evaporator Fan Control (reach-in coolers and freezers) | R4759: Evaporator Fan Control (reach-in coolers and freezers) | 15 | Motor | 15 | Motor | 10 | Motor | 4759 | 4759 | 4759 | Yes-to NC Prgm | Yes-to NC Prgm | Yes-to NC Prgm | 100% | 100% | 100% | No | No | Yes |  |  | Refrigeration | 14
4758 | 4758 | 4758 | R4758 | R4758 | N-R4758 | Demand Defrost Controls, Freezers only | R4758: Demand Defrost Controls, Freezers only | 15 | kW Controlled | 15 | kW Controlled | 10 | kW Controlled | 4758 | 4758 | 4758 | Yes-to NC Prgm | Yes-to NC Prgm | Yes-to NC Prgm | 100% | 100% | 100% | No | No | Yes |  |  | Refrigeration | 14
4360 | 4360 | 4360 | R4360 | R4360 | Not Eligible | Refrigeration Controls, Floating Head Pressure | R4360: Refrigeration Controls, Floating Head Pressure | 15 | HP | 15 | HP | N/A | HP | 4360 | 4360 | 4360 | No | No | No | 100% | 100% | 100% | No | No | Yes |  |  | Refrigeration | 14
[6 empty] | ----------------------PROCESS SYSTEMS CATALOG: COMPRESSED AIR AND VACUUM------------------------- | ----------------------PROCESS SYSTEMS CATALOG: COMPRESSED AIR AND VACUUM------------------------- | [20 empty] | Process Systems
4766 | 4766 | 4766 | PS4766 | PS4766 | Not Eligible | Compressed Air Leak Survey and Repair | PS4766: Compressed Air Leak Survey and Repair | 4 | Connected HP | 4 | Connected HP | N/A | Connected HP | 4766 | 4766 | 4766 | No | No | No | 100% | 100% | 100% | No | Yes | Yes | Process Systems | A | Process Systems | 10
4767 | 4767 | 4767 | PS4767 | PS4767 | Not Eligible | Compressed Air and Leak Survey Repair, Agriculture only | PS4767: Compressed Air and Leak Survey Repair, Agriculture only | 15 | Connected HP | 15 | Connected HP | N/A | Connected HP | 4767 | 4767 | 4767 | No | N/A | No | 100% | 100% | 100% | No | Yes | Yes | Process Systems | A | Process Systems | 10
2196 | 2196 | 2196 | PS2196 | Not Eligible | Eligible Under B&I | Variable Speed Drive Air Compressors | PS2196: Variable Speed Drive Air Compressors | 40 | HP | 40 | HP | 40 | HP | 2196 | 2196 | 2196 | Yes-to B&I | Yes-to B&I | Yes-to B&I | 100% | 100% | 100% | No | Yes | Yes | Process Systems | B1 & B2 | Process Systems | 11
2196 | 2196 | 2196 | N-PS2196 | Not Eligible | Eligible Under B&I | Variable Speed Drive Air Compressors | N-PS2196: Variable Speed Drive Air Compressors | 40 | HP | 40 | HP | 40 | HP | 2196 | 2196 | 2196 | Yes-to B&I | Yes-to B&I | Yes-to B&I | 100% | 100% | 100% | No | Yes | Yes | Process Systems | B1 & B2 | Process Systems | 11
4361 | 4361 | 4361 | PS4361 | PS4361 | Eligible Under B&I | Variable Speed Drive Vacuum Pump, ≤ 30 hp, Variable Torque | PS4361: Variable Speed Drive Vacuum Pump, ≤ 30 hp, Variable Torque | 40 | HP | 40 | HP | 40 | HP | 4361 | 4361 | 4361 | Yes-to B&I | Yes-to B&I | Yes-to B&I | 100% | 100% | 100% | No | Yes | Yes | Process Systems | F | Process Systems | 12
4362 | 4362 | 4362 | PS4362 | PS4362 | Eligible Under B&I | Variable Speed Drive Vacuum Pump, ≤ 30 hp, Constant Torque | PS4362: Variable Speed Drive Vacuum Pump, ≤ 30 hp, Constant Torque | 30 | HP | 30 | HP | 30 | HP | 4362 | 4362 | 4362 | Yes-to B&I | Yes-to B&I | Yes-to B&I | 100% | 100% | 100% | No | Yes | Yes | Process Systems | G | Process Systems | 12
4361 | 4361 | 4361 | N-PS4361 | N-PS4361 | Eligible Under B&I | Variable Speed Drive Vacuum Pump, ≤ 30 hp, Variable Torque | N-PS4361: Variable Speed Drive Vacuum Pump, ≤ 30 hp, Variable Torque | 40 | HP | 40 | HP | 40 | HP | 4361 | 4361 | 4361 | Yes-to B&I | Yes-to B&I | Yes-to B&I | 100% | 100% | 100% | No | Yes | Yes | Process Systems | F | Process Systems | 12
4362 | 4362 | 4362 | N-PS4362 | N-PS4362 | Eligible Under B&I | Variable Speed Drive Vacuum Pump, ≤ 30 hp, Constant Torque | N-PS4362: Variable Speed Drive Vacuum Pump, ≤ 30 hp, Constant Torque | 30 | HP | 30 | HP | 30 | HP | 4362 | 4362 | 4362 | Yes-to B&I | Yes-to B&I | Yes-to B&I | 100% | 100% | 100% | No | Yes | Yes | Process Systems | G | Process Systems | 12
2264 | 2264 | 2264 | PS2264 | PS2264 | Eligible Under B&I | Cycling or VFD-Controlled Refrigerated Air Dryer | PS2264: Cycling or VFD-Controlled Refrigerated Air Dryer | 0.5 | CFM | 0.5 | CFM | 0.5 | CFM | 2264 | 2264 | 2264 | Yes-to B&I | Yes-to B&I | Yes-to B&I | 100% | 100% | 100% | No | No | Yes |  |  | Process Systems | 13
2264 | 2264 | 2264 | N-PS2264 | N-PS2264 | Eligible Under B&I | Cycling or VFD-Controlled Refrigerated Air Dryer | N-PS2264: Cycling or VFD-Controlled Refrigerated Air Dryer | 0.5 | CFM | 0.5 | CFM | 0.5 | CFM | 2264 | 2264 | 2264 | Yes-to B&I | Yes-to B&I | Yes-to B&I | 100% | 100% | 100% | No | No | Yes |  |  | Process Systems | 13
4363 | 4363 | 4363 | PS4363 | PS4363 | Eligible Under B&I | Dewpoint Demand Controls for Desiccant Dryers | PS4363: Dewpoint Demand Controls for Desiccant Dryers | 2 | CFM | 2 | CFM | 2 | CFM | 4363 | 4363 | 4363 | Yes-to B&I | Yes-to B&I | Yes-to B&I | 100% | 100% | 100% | No | Yes | Yes | Process Systems | C | Process Systems | 13
4363 | 4363 | 4363 | N-PS4363 | N-PS4363 | Eligible Under B&I | Dewpoint Demand Controls for Desiccant Dryers | N-PS4363: Dewpoint Demand Controls for Desiccant Dryers | 2 | CFM | 2 | CFM | 2 | CFM | 4363 | 4363 | 4363 | Yes-to B&I | Yes-to B&I | Yes-to B&I | 100% | 100% | 100% | No | Yes | Yes | Process Systems | C | Process Systems | 13
2254 | 2254 | 2254 | PS2254 | Not Eligible | Eligible Under B&I | No Air-Loss Condensate Drains | PS2254: No Air-Loss Condensate Drains | 80 | Drain | 80 | Drain | 80 | Drain | 2254 | 2254 | 2254 | Yes-to B&I | Yes-to B&I | Yes-to B&I | 100% | 100% | 100% | No | No | Yes |  |  | Process Systems | 14
2254 | 2254 | 2254 | N-PS2254 | Not Eligible | Eligible Under B&I | No Air-Loss Condensate Drains | N-PS2254: No Air-Loss Condensate Drains | 80 | Drain | 80 | Drain | 80 | Drain | 2254 | 2254 | 2254 | Yes-to B&I | Yes-to B&I | Yes-to B&I | 100% | 100% | 100% | No | No | Yes |  |  | Process Systems | 14
2255 | 2255 | 2255 | PS2255 | PS2255 | Eligible Under B&I | Pressure/Flow Controllers | PS2255: Pressure/Flow Controllers | 8 | HP | 8 | HP | 8 | HP | 2255 | 2255 | 2255 | Yes-to B&I | Yes-to B&I | Yes-to B&I | 100% | 100% | 100% | No | No | Yes |  |  | Process Systems | 14
2255 | 2255 | 2255 | N-PS2255 | N-PS2255 | Eligible Under B&I | Pressure/Flow Controllers | N-PS2255: Pressure/Flow Controllers | 8 | HP | 8 | HP | 8 | HP | 2255 | 2255 | 2255 | Yes-to B&I | Yes-to B&I | Yes-to B&I | 100% | 100% | 100% | No | No | Yes |  |  | Process Systems | 14
2258 | 2258 | 2258 | PS2258 | PS2258 | Eligible Under B&I | Compressed Air Mist Eliminators | PS2258: Compressed Air Mist Eliminators | 4 | HP | 4 | HP | 4 | HP | 2258 | 2258 | 2258 | Yes-to B&I | Yes-to B&I | Yes-to B&I | 100% | 100% | 100% | No | No | Yes |  |  | Process Systems | 14
2258 | 2258 | 2258 | N-PS2258 | N-PS2258 | Eligible Under B&I | Compressed Air Mist Eliminators | N-PS2258: Compressed Air Mist Eliminators | 4 | HP | 4 | HP | 4 | HP | 2258 | 2258 | 2258 | Yes-to B&I | Yes-to B&I | Yes-to B&I | 100% | 100% | 100% | No | No | Yes |  |  | Process Systems | 14
2259 | 2259 | 2259 | PS2259 | PS2259 | Eligible Under B&I | Air Entraining Nozzles | PS2259: Air Entraining Nozzles | 8 | Nozzle | 8 | Nozzle | 8 | Nozzle | 2259 | 2259 | 2259 | Yes-to B&I | Yes-to B&I | Yes-to B&I | 100% | 100% | 100% | No | No | Yes |  |  | Process Systems | 15
2259 | 2259 | 2259 | N-PS2259 | N-PS2259 | Eligible Under B&I | Air Entraining Nozzles | N-PS2259: Air Entraining Nozzles | 8 | Nozzle | 8 | Nozzle | 8 | Nozzle | 2259 | 2259 | 2259 | Yes-to B&I | Yes-to B&I | Yes-to B&I | 100% | 100% | 100% | No | No | Yes |  |  | Process Systems | 15
2257 | 2257 | 2257 | PS2257 | PS2257 | Eligible Under B&I | Compressed Air Heat Recovery | PS2257: Compressed Air Heat Recovery | 50 | HP | 50 | HP | 50 | HP | 2257 | 2257 | 2257 | Yes-to B&I | Yes-to B&I | Yes-to B&I | 50% | 50% | 50% | No | No | Yes |  |  | Process Systems | 16
3928 | 3928 | 3928 | PS3928 | PS3928 | Eligible Under B&I | Vacuum Pump Heat Recovery | PS3928: Vacuum Pump Heat Recovery | 50 | HP | 50 | HP | 50 | HP | 3928 | 3928 | 3928 | Yes-to B&I | Yes-to B&I | Yes-to B&I | 50% | 50% | 50% | No | No | Yes |  |  | Process Systems | 16
2257 | 2257 | 2257 | N-PS2257 | N-PS2257 | Eligible Under B&I | Compressed Air Heat Recovery | N-PS2257: Compressed Air Heat Recovery | 50 | HP | 50 | HP | 50 | HP | 2257 | 2257 | 2257 | Yes-to B&I | Yes-to B&I | Yes-to B&I | 50% | 50% | 50% | No | No | Yes |  |  | Process Systems | 16
3928 | 3928 | 3928 | N-PS3928 | N-PS3928 | Eligible Under B&I | Vacuum Pump Heat Recovery | N-PS3928: Vacuum Pump Heat Recovery | 50 | HP | 50 | HP | 50 | HP | 3928 | 3928 | 3928 | Yes-to B&I | Yes-to B&I | Yes-to B&I | 50% | 50% | 50% | No | No | Yes |  |  | Process Systems | 16
2848 | 2848 | 2848 | PS2848 | PS2848 | Not Eligible | Compressed Air Process Load Shifting | PS2848: Compressed Air Process Load Shifting | 200 | Compressor HP Shifted | 200 | Compressor HP Shifted | N/A | Compressor HP Shifted | 2848 | 2848 | 2848 | No | No | No | 50% | 50% | 50% | No | Yes | Yes | Process Systems | D | Process Systems | 17
[6 empty] | ----------------------PROCESS SYSTEMS CATALOG: STEAM SYSTEMS------------------------- | ----------------------PROCESS SYSTEMS CATALOG: STEAM SYSTEMS------------------------- | [20 empty] | Process Systems
4041 | 4041 | 4041 | PS4041 | PS4041 | Not Eligible | Steam Trap Survey (Process) | PS4041: Steam Trap Survey (Process) | 4 | Steam Trap | 4 | Steam Trap | N/A | Steam Trap | 4041 | 4041 | 4041 | No | No | No | 100% | 100% | 100% | No | No | Yes |  |  | Process Systems | 18
3999 | 3999 | 3999 | PS3999 | PS3999 | Not Eligible | Steam Trap Repair/Replacement, Industrial, < 10 psig | PS3999: Steam Trap Repair/Replacement, Industrial, < 10 psig | 30 | Steam Trap | 30 | Steam Trap | N/A | Steam Trap | 3999 | 3999 | 3999 | No | No | No | 100% | 100% | 100% | No | No | Yes |  |  | Process Systems | 18
4000 | 4000 | 4000 | PS4000 | PS4000 | Not Eligible | Steam Trap Repair/Replacement, Industrial, 10-49 psig | PS4000: Steam Trap Repair/Replacement, Industrial, 10-49 psig | 50 | Steam Trap | 50 | Steam Trap | N/A | Steam Trap | 4000 | 4000 | 4000 | No | No | No | 100% | 100% | 100% | No | No | Yes |  |  | Process Systems | 18
4001 | 4001 | 4001 | PS4001 | PS4001 | Not Eligible | Steam Trap Repair/Replacement, Industrial, 50-124 psig | PS4001: Steam Trap Repair/Replacement, Industrial, 50-124 psig | 75 | Steam Trap | 75 | Steam Trap | N/A | Steam Trap | 4001 | 4001 | 4001 | No | No | No | 100% | 100% | 100% | No | No | Yes |  |  | Process Systems | 18
4002 | 4002 | 4002 | PS4002 | PS4002 | Not Eligible | Steam Trap Repair/Replacement, Industrial, 125-225 psig | PS4002: Steam Trap Repair/Replacement, Industrial, 125-225 psig | 125 | Steam Trap | 125 | Steam Trap | N/A | Steam Trap | 4002 | 4002 | 4002 | No | No | No | 100% | 100% | 100% | No | No | Yes |  |  | Process Systems | 18
4003 | 4003 | 4003 | PS4003 | PS4003 | Not Eligible | Steam Trap Repair/Replacement, Industrial, > 225 psig | PS4003: Steam Trap Repair/Replacement, Industrial, > 225 psig | 200 | Steam Trap | 200 | Steam Trap | N/A | Steam Trap | 4003 | 4003 | 4003 | No | No | No | 100% | 100% | 100% | No | No | Yes |  |  | Process Systems | 18
4761 | 4761 | 4761 | PS4761 | PS4761 | Not Eligible | Process Boiler Combustion Upgrades, Linkageless Controls | PS4761: Process Boiler Combustion Upgrades, Linkageless Controls | 15 | BHP | 15 | BHP | N/A | BHP | 4761 | 4761 | 4761 | No | No | No | 50% | 50% | 50% | No | Yes | Yes | Process Systems | E | Process Systems | 19
4762 | 4762 | 4762 | PS4762 | PS4762 | Not Eligible | Process Boiler Combustion Upgrades, O2 Trim Controls | PS4762: Process Boiler Combustion Upgrades, O2 Trim Controls | 5 | BHP | 5 | BHP | N/A | BHP | 4762 | 4762 | 4762 | No | No | No | 50% | 50% | 50% | No | Yes | Yes | Process Systems | E | Process Systems | 19
4760 | 4760 | 4760 | PS4760 | PS4760 | Not Eligible | Process Boiler Combustion Upgrades, High Turndown Burner, Existing Boiler | PS4760: Process Boiler Combustion Upgrades, High Turndown Burner, Existing Boiler | 10 | BHP | 10 | BHP | N/A | BHP | 4760 | 4760 | 4760 | No | No | No | 50% | 50% | 50% | No | Yes | Yes | Process Systems | E | Process Systems | 19
5238 | 5238 | 5238 | PS5238 | PS5238 | Eligible Under B&I | Process Boiler Combustion Upgrades, High Turndown Burner, New Boiler | PS5238: Process Boiler Combustion Upgrades, High Turndown Burner, New Boiler | 10 | BHP | 10 | BHP | N/A | BHP | 5238 | 5238 | 5238 | No | No | No | 50% | 50% | 50% | No | Yes | Yes | Process Systems | E | Process Systems | 19
5238 | 5238 | 5238 | N-PS5238 | N-PS5238 | Eligible Under B&I | Process Boiler Combustion Upgrades, High Turndown Burner, New Boiler | N-PS5238: Process Boiler Combustion Upgrades, High Turndown Burner, New Boiler | 10 | BHP | 10 | BHP | N/A | BHP | 5238 | 5238 | 5238 | No | No | No | 50% | 50% | 50% | No | Yes | Yes | Process Systems | E | Process Systems | 19
[6 empty] | ----------------------PROCESS SYSTEMS CATALOG: VFDs------------------------- | ----------------------PROCESS SYSTEMS CATALOG: VFDs------------------------- | [20 empty] | Process Systems
2726 | 2726 | 2726 | PS2726 | PS2726 | Eligible Under B&I | Variable Frequency Drives, Existing Bldg: Variable Torque, CW Distribution Pump | PS2726: Variable Frequency Drives, Existing Bldg: Variable Torque, CW Distribution Pump | 35 | HP | 35 | HP | 25 | HP | 2726 | 2726 | 2726 | Yes-to B&I | Yes-to B&I | Yes-to B&I | 100% | 100% | 100% | No | Yes | Yes | Process Systems | F | Process Systems | 20
2640 | 2640 | 2640 | PS2640 | PS2640 | Eligible Under B&I | Variable Frequency Drives, Existing Bldg: Variable Torque, Boiler Draft Fan | PS2640: Variable Frequency Drives, Existing Bldg: Variable Torque, Boiler Draft Fan | 35 | HP | 35 | HP | 25 | HP | 2640 | 2640 | 2640 | Yes-to B&I | Yes-to B&I | Yes-to B&I | 100% | 100% | 100% | No | Yes | Yes | Process Systems | F | Process Systems | 20
2641 | 2641 | 2641 | PS2641 | PS2641 | Eligible Under B&I | Variable Frequency Drives, Existing Bldg: Variable Torque, Cooling Tower Fan | PS2641: Variable Frequency Drives, Existing Bldg: Variable Torque, Cooling Tower Fan | 35 | HP | 35 | HP | 25 | HP | 2641 | 2641 | 2641 | Yes-to B&I | Yes-to B&I | Yes-to B&I | 100% | 100% | 100% | No | Yes | Yes | Process Systems | F | Process Systems | 20
2647 | 2647 | 2647 | PS2647 | PS2647 | Eligible Under B&I | Variable Frequency Drives, Existing Bldg: Variable Torque, Process Fan | PS2647: Variable Frequency Drives, Existing Bldg: Variable Torque, Process Fan | 35 | HP | 35 | HP | 25 | HP | 2647 | 2647 | 2647 | Yes-to B&I | Yes-to B&I | Yes-to B&I | 100% | 100% | 100% | No | Yes | Yes | Process Systems | F | Process Systems | 20
2648 | 2648 | 2648 | PS2648 | PS2648 | Eligible Under B&I | Variable Frequency Drives, Existing Bldg: Variable Torque, Process Pump | PS2648: Variable Frequency Drives, Existing Bldg: Variable Torque, Process Pump | 35 | HP | 35 | HP | 25 | HP | 2648 | 2648 | 2648 | Yes-to B&I | Yes-to B&I | Yes-to B&I | 100% | 100% | 100% | No | Yes | Yes | Process Systems | F | Process Systems | 20
2726 | 2726 | 2726 | N-PS2726 | N-PS2726 | Eligible Under B&I | Variable Frequency Drives, New Const: Variable Torque, CW Distribution Pump | N-PS2726: Variable Frequency Drives, New Const: Variable Torque, CW Distribution Pump | 25 | HP | 25 | HP | 25 | HP | 2726 | 2726 | 2726 | Yes-to B&I | Yes-to B&I | Yes-to B&I | 100% | 100% | 100% | No | Yes | Yes | Process Systems | F | Process Systems | 20
2640 | 2640 | 2640 | N-PS2640 | N-PS2640 | Eligible Under B&I | Variable Frequency Drives, New Const: Variable Torque, Boiler Draft Fan | N-PS2640: Variable Frequency Drives, New Const: Variable Torque, Boiler Draft Fan | 25 | HP | 25 | HP | 25 | HP | 2640 | 2640 | 2640 | Yes-to B&I | Yes-to B&I | Yes-to B&I | 100% | 100% | 100% | No | Yes | Yes | Process Systems | F | Process Systems | 20
2641 | 2641 | 2641 | N-PS2641 | N-PS2641 | Eligible Under B&I | Variable Frequency Drives, New Const: Variable Torque, Cooling Tower Fan | N-PS2641: Variable Frequency Drives, New Const: Variable Torque, Cooling Tower Fan | 25 | HP | 25 | HP | 25 | HP | 2641 | 2641 | 2641 | Yes-to B&I | Yes-to B&I | Yes-to B&I | 100% | 100% | 100% | No | Yes | Yes | Process Systems | F | Process Systems | 20
2647 | 2647 | 2647 | N-PS2647 | N-PS2647 | Eligible Under B&I | Variable Frequency Drives, New Const: Variable Torque, Process Fan | N-PS2647: Variable Frequency Drives, New Const: Variable Torque, Process Fan | 25 | HP | 25 | HP | 25 | HP | 2647 | 2647 | 2647 | Yes-to B&I | Yes-to B&I | Yes-to B&I | 100% | 100% | 100% | No | Yes | Yes | Process Systems | F | Process Systems | 20
2648 | 2648 | 2648 | N-PS2648 | N-PS2648 | Eligible Under B&I | Variable Frequency Drives, New Const: Variable Torque, Process Pump | N-PS2648: Variable Frequency Drives, New Const: Variable Torque, Process Pump | 25 | HP | 25 | HP | 25 | HP | 2648 | 2648 | 2648 | Yes-to B&I | Yes-to B&I | Yes-to B&I | 100% | 100% | 100% | No | Yes | Yes | Process Systems | F | Process Systems | 20
3280 | 3280 | 3280 | PS3280 | PS3280 | Not Eligible | Variable Frequency Drives, Existing Bldg: Constant Torque, All Types | PS3280: Variable Frequency Drives, Existing Bldg: Constant Torque, All Types | 30 | HP | 30 | HP | N/A | HP | 3280 | 3280 | 3280 | No | No | No | 100% | 100% | 100% | No | Yes | Yes | Process Systems | G | Process Systems | 21
[6 empty] | ----------------------PROCESS SYSTEMS CATALOG: DATA CENTER AND TELECOM FACILITIES------------------------- | ----------------------PROCESS SYSTEMS CATALOG: DATA CENTER AND TELECOM FACILITIES------------------------- | [20 empty] | Process Systems
4769 | 4769 | 4769 | PS4769 | PS4769 | N-PS4769 | 16 SEER Split System, < 5.4 tons, Data Center/Telecom | PS4769: 16 SEER Split System, < 5.4 tons, Data Center/Telecom | 160 | A/C Unit | 160 | A/C Unit | 120 | A/C Unit | 4769 | 4769 | 4769 | Yes-to NC Prgm | Yes-to NC Prgm | Yes-to NC Prgm | 100% | 100% | 100% | No | No | Yes |  |  | Process Systems | 22
4770 | 4770 | 4770 | PS4770 | PS4770 | N-PS4770 | 17 SEER Split System, < 5.4 tons, Data Center/Telecom | PS4770: 17 SEER Split System, < 5.4 tons, Data Center/Telecom | 200 | A/C Unit | 200 | A/C Unit | 160 | A/C Unit | 4770 | 4770 | 4770 | Yes-to NC Prgm | Yes-to NC Prgm | Yes-to NC Prgm | 100% | 100% | 100% | No | No | Yes |  |  | Process Systems | 22
4771 | 4771 | 4771 | PS4771 | PS4771 | N-PS4771 | 18 SEER Split System, < 5.4 tons, Data Center/Telecom | PS4771: 18 SEER Split System, < 5.4 tons, Data Center/Telecom | 240 | A/C Unit | 240 | A/C Unit | 200 | A/C Unit | 4771 | 4771 | 4771 | Yes-to NC Prgm | Yes-to NC Prgm | Yes-to NC Prgm | 100% | 100% | 100% | No | No | Yes |  |  | Process Systems | 22
5075 | 5075 | 5075 | PS5075 | PS5075 | N-PS5075 | 19 SEER Split System, < 5.4 tons, Data Center/Telecom | PS5075: 19 SEER Split System, < 5.4 tons, Data Center/Telecom | 280 | A/C Unit | 280 | A/C Unit | 240 | A/C Unit | 5075 | 5075 | 5075 | Yes-to NC Prgm | Yes-to NC Prgm | Yes-to NC Prgm | 100% | 100% | 100% | No | No | Yes |  |  | Process Systems | 22
5076 | 5076 | 5076 | PS5076 | PS5076 | N-PS5076 | 20 SEER Split System, < 5.4 tons, Data Center/Telecom | PS5076: 20 SEER Split System, < 5.4 tons, Data Center/Telecom | 320 | A/C Unit | 320 | A/C Unit | 280 | A/C Unit | 5076 | 5076 | 5076 | Yes-to NC Prgm | Yes-to NC Prgm | Yes-to NC Prgm | 100% | 100% | 100% | No | No | Yes |  |  | Process Systems | 22
4773 | 4773 | 4773 | PS4773 | PS4773 | N-PS4773 | 16 SEER Single Package, < 5.4 tons, Data Center/Telecom | PS4773: 16 SEER Single Package, < 5.4 tons, Data Center/Telecom | 160 | A/C Unit | 160 | A/C Unit | 120 | A/C Unit | 4773 | 4773 | 4773 | Yes-to NC Prgm | Yes-to NC Prgm | Yes-to NC Prgm | 100% | 100% | 100% | No | No | Yes |  |  | Process Systems | 22
4774 | 4774 | 4774 | PS4774 | PS4774 | N-PS4774 | 17 SEER Single Package, < 5.4 tons, Data Center/Telecom | PS4774: 17 SEER Single Package, < 5.4 tons, Data Center/Telecom | 200 | A/C Unit | 200 | A/C Unit | 160 | A/C Unit | 4774 | 4774 | 4774 | Yes-to NC Prgm | Yes-to NC Prgm | Yes-to NC Prgm | 100% | 100% | 100% | No | No | Yes |  |  | Process Systems | 22
4775 | 4775 | 4775 | PS4775 | PS4775 | N-PS4775 | 18 SEER Single Package, < 5.4 tons, Data Center/Telecom | PS4775: 18 SEER Single Package, < 5.4 tons, Data Center/Telecom | 240 | A/C Unit | 240 | A/C Unit | 200 | A/C Unit | 4775 | 4775 | 4775 | Yes-to NC Prgm | Yes-to NC Prgm | Yes-to NC Prgm | 100% | 100% | 100% | No | No | Yes |  |  | Process Systems | 22
5077 | 5077 | 5077 | PS5077 | PS5077 | N-PS5077 | 19 SEER Single Package, < 5.4 tons, Data Center/Telecom | PS5077: 19 SEER Single Package, < 5.4 tons, Data Center/Telecom | 280 | A/C Unit | 280 | A/C Unit | 240 | A/C Unit | 5077 | 5077 | 5077 | Yes-to NC Prgm | Yes-to NC Prgm | Yes-to NC Prgm | 100% | 100% | 100% | No | No | Yes |  |  | Process Systems | 22
5078 | 5078 | 5078 | PS5078 | PS5078 | N-PS5078 | 20 SEER Single Package, < 5.4 tons, Data Center/Telecom | PS5078: 20 SEER Single Package, < 5.4 tons, Data Center/Telecom | 320 | A/C Unit | 320 | A/C Unit | 280 | A/C Unit | 5078 | 5078 | 5078 | Yes-to NC Prgm | Yes-to NC Prgm | Yes-to NC Prgm | 100% | 100% | 100% | No | No | Yes |  |  | Process Systems | 22
4776 | 4776 | 4776 | PS4776 | PS4776 | Not Eligible | Air Side Economizer, Data Center/Telecom | PS4776: Air Side Economizer, Data Center/Telecom | 100 | Ton | 100 | Ton | N/A | Ton | 4776 | 4776 | 4776 | No | No | No | 100% | 100% | 100% | No | Yes | Yes | Process Systems | H | Process Systems | 23
2305 | 2305 | 2305 | PS2305 | PS2305 | Not Eligible | Energy Efficient Drycooler, Data Center/Telecom | PS2305: Energy Efficient Drycooler, Data Center/Telecom | 80 | Ton | 80 | Ton | N/A | Ton | 2305 | 2305 | 2305 | No | No | No | 100% | 100% | 100% | No | Yes | Yes | Process Systems | I | Process Systems | 23
4777 | 4777 | 4777 | PS4777 | PS4777 | Not Eligible | Efficient UPS, Data Center/Telecom | PS4777: Efficient UPS, Data Center/Telecom | 20 | kW | 20 | kW | N/A | kW | 4777 | 4777 | 4777 | No | No | No | 100% | 100% | 100% | No | Yes | Yes | Process Systems | J | Process Systems | 24
4778 | 4778 | 4778 | PS4778 | PS4778 | Not Eligible | Efficient Rectifier, Data Center/Telecom | PS4778: Efficient Rectifier, Data Center/Telecom | 20 | kW | 20 | kW | N/A | kW | 4778 | 4778 | 4778 | No | No | No | 100% | 100% | 100% | No | Yes | Yes | Process Systems | J | Process Systems | 24
[6 empty] | ----------------------PROCESS SYSTEMS CATALOG: PROCESS SPECIALTY EQUIPMENT------------------------- | ----------------------PROCESS SYSTEMS CATALOG: PROCESS SPECIALTY EQUIPMENT------------------------- | [20 empty] | Process Systems
2490 | 2490 | 2490 | PS2490 | PS2490 | Eligible Under B&I | Energy-Efficient Radiant Heater Bands for Plastics | PS2490: Energy-Efficient Radiant Heater Bands for Plastics | 60 | kW of existing heater bands | 60 | kW of existing heater bands | 60 | kW of existing heater bands | 2490 | 2490 | 2490 | Yes-to B&I | Yes-to B&I | Yes-to B&I | 50% | 50% | 50% | No | Yes | Yes | Process Systems | K | Process Systems | 25
2490 | 2490 | 2490 | N-PS2490 | N-PS2490 | Eligible Under B&I | Energy-Efficient Radiant Heater Bands for Plastics | N-PS2490: Energy-Efficient Radiant Heater Bands for Plastics | 60 | kW of std heater bands | 60 | kW of std heater bands | 60 | kW of std heater bands | 2490 | 2490 | 2490 | Yes-to B&I | Yes-to B&I | Yes-to B&I | 50% | 50% | 50% | No | Yes | Yes | Process Systems | K | Process Systems | 25
2496 | 2496 | 2496 | PS2496 | PS2496 | Eligible Under B&I | Pressure Screen Rotor for Pulp & Paper | PS2496: Pressure Screen Rotor for Pulp & Paper | 40 | HP | 40 | HP | 40 | HP | 2496 | 2496 | 2496 | Yes-to B&I | Yes-to B&I | Yes-to B&I | 50% | 50% | 50% | No | Yes | Yes | Process Systems | L | Process Systems | 26
2496 | 2496 | 2496 | N-PS2496 | N-PS2496 | Eligible Under B&I | Pressure Screen Rotor for Pulp & Paper | N-PS2496: Pressure Screen Rotor for Pulp & Paper | 40 | HP | 40 | HP | 40 | HP | 2496 | 2496 | 2496 | Yes-to B&I | Yes-to B&I | Yes-to B&I | 50% | 50% | 50% | No | Yes | Yes | Process Systems | L | Process Systems | 26
2538 | 2538 | 2538 | PS2538 | PS2538 | Eligible Under B&I | Energy-Efficient Repulper Rotor Without Extraction Plate | PS2538: Energy-Efficient Repulper Rotor Without Extraction Plate | 30 | HP | 30 | HP | 30 | HP | 2538 | 2538 | 2538 | Yes-to B&I | Yes-to B&I | Yes-to B&I | 100% | 100% | 100% | No | Yes | Yes | Process Systems | M | Process Systems | 26
5210 | 5210 | 5210 | PS5210 | PS5210 | Eligible Under B&I | Energy-Efficient Repulper Rotor With Extraction Plate | P5210: Energy-Efficient Repulper Rotor With Extraction Plate | 40 | HP | 40 | HP | 40 | HP | 5210 | 5210 | 5210 | Yes-to B&I | Yes-to B&I | Yes-to B&I | 100% | 100% | 100% | No | No | Yes | Process Systems | M | Process Systems | 26
2538 | 2538 | 2538 | N-PS2538 | N-PS2538 | Eligible Under B&I | Energy-Efficient Repulper Rotor Without Extraction Plate | N-PS2538: Energy-Efficient Repulper Rotor Without Extraction Plate | 30 | HP | 30 | HP | 30 | HP | 2538 | 2538 | 2538 | Yes-to B&I | Yes-to B&I | Yes-to B&I | 100% | 100% | 100% | No | Yes | Yes | Process Systems | M | Process Systems | 26
5210 | 5210 | 5210 | N-PS5210 | N-PS5210 | Eligible Under B&I | Energy-Efficient Repulper Rotor With Extraction Plate | N-P5210: Energy-Efficient Repulper Rotor With Extraction Plate | 40 | HP | 40 | HP | 40 | HP | 5210 | 5210 | 5210 | Yes-to B&I | Yes-to B&I | Yes-to B&I | 100% | 100% | 100% | No | No | Yes | Process Systems | M | Process Systems | 26
4764 | 4764 | 4764 | PS4764 | PS4764 | Eligible Under B&I | Pulp and Paper, Spline Rotor Upgrade | PS4764: Pulp and Paper, Spline Rotor Upgrade | 25 | HP | 25 | HP | 25 | HP | 4764 | 4764 | 4764 | Yes-to B&I | Yes-to B&I | Yes-to B&I | 50% | 50% | 50% | No | Yes | Yes | Process Systems | N | Process Systems | 26
4764 | 4764 | 4764 | N-PS4764 | N-PS4764 | Eligible Under B&I | Pulp and Paper, Spline Rotor Upgrade | N-PS4764: Pulp and Paper, Spline Rotor Upgrade | 25 | HP | 25 | HP | 25 | HP | 4764 | 4764 | 4764 | Yes-to B&I | Yes-to B&I | Yes-to B&I | 50% | 50% | 50% | No | Yes | Yes | Process Systems | N | Process Systems | 26
4763 | 4763 | 4763 | PS4763 | PS4763 | Eligible Under B&I | Pulp and Paper, High Efficiency Side Entry Agitator | PS4763: Pulp and Paper, High Efficiency Side Entry Agitator | 30 | HP | 30 | HP | 30 | HP | 4763 | 4763 | 4763 | Yes-to B&I | Yes-to B&I | Yes-to B&I | 50% | 50% | 50% | No | Yes | Yes | Process Systems | O | Process Systems | 27
4763 | 4763 | 4763 | N-PS4763 | N-PS4763 | Eligible Under B&I | Pulp and Paper, High Efficiency Side Entry Agitator | N-PS4763: Pulp and Paper, High Efficiency Side Entry Agitator | 30 | HP | 30 | HP | 30 | HP | 4763 | 4763 | 4763 | Yes-to B&I | Yes-to B&I | Yes-to B&I | 50% | 50% | 50% | No | Yes | Yes | Process Systems | O | Process Systems | 27
4765 | 4765 | 4765 | PS4765 | PS4765 | Eligible Under B&I | Industrial High Frequency Battery Charger | PS4765: Industrial High Frequency Battery Charger | 3 | kWh Capacity | 3 | kWh Capacity | 3 | kWh Capacity | 4765 | 4765 | 4765 | Yes-to B&I | Yes-to B&I | Yes-to B&I | 100% | 100% | 100% | No | Yes | Yes | Process Systems | P | Process Systems | 28
4765 | 4765 | 4765 | N-PS4765 | N-PS4765 | Eligible Under B&I | Industrial High Frequency Battery Charger | N-PS4765: Industrial High Frequency Battery Charger | 3 | kWh Capacity | 3 | kWh Capacity | 3 | kWh Capacity | 4765 | 4765 | 4765 | Yes-to B&I | Yes-to B&I | Yes-to B&I | 100% | 100% | 100% | No | Yes | Yes | Process Systems | P | Process Systems | 28
3244 | 3244 | 3244 | PS3244 | PS3244 | Not Eligible | Process Exhaust Filtration | PS3244: Process Exhaust Filtration | 0.55 | CFM Reduced | 0.55 | CFM Reduced | N/A | CFM Reduced | 3244 | 3244 | 3244 | No | No | No | 50% | 50% | 50% | No | Yes | Yes | Process Systems | Q | Process Systems | 29
[6 empty] | ----------------------AGRIBUSINESS CATALOG: SPECIALTY EQUIPMENT ----------------------------- | ----------------------AGRIBUSINESS CATALOG: SPECIALTY EQUIPMENT ----------------------------- | [20 empty] | Agribusiness
N/A | 3982 | 3982 | Not Eligible | AG3982 | Eligible Under B&I-Rural | Plate Heat Exchanger and Well Water Pre-Cooler (<135 milking cows) | AG3982: Plate Heat Exchanger and Well Water Pre-Cooler (<135 milking cows) | N/A | N/A | 400 | Plate Cooler | 400 | Plate Cooler | N/A | 3982 |  | N/A | See NC MMID | N/A | 100% | 100% | 100% | No | No | No |  |  | Agribusiness | 14
N/A | 3983 | 3983 | Not Eligible | AG3983 | Eligible Under B&I-Rural | Plate Heat Exchanger and Well Water Pre-Cooler (≥135 milking cows) | AG3983: Plate Heat Exchanger and Well Water Pre-Cooler (≥135 milking cows) | N/A | N/A | 3 | Milking Cow | 3 | Milking Cow | N/A | 3983 |  | N/A | See NC MMID | N/A | 100% | 100% | 100% | No | No | No |  |  | Agribusiness | 14
N/A | 3982 | 3982 | Not Eligible | N-AG3982 | Eligible Under B&I-Rural | Plate Heat Exchanger and Well Water Pre-Cooler (<135 milking cows) | N-AG3982: Plate Heat Exchanger and Well Water Pre-Cooler (<135 milking cows) | N/A | N/A | 400 | Plate Cooler | 400 | Plate Cooler | N/A | 3982 |  | N/A | Yes-to B&I-Rural | N/A | 100% | 100% | 100% | No | No | No |  |  | Agribusiness | 14
N/A | 3983 | 3983 | Not Eligible | N-AG3983 | Eligible Under B&I-Rural | Plate Heat Exchanger and Well Water Pre-Cooler (≥135 milking cows) | N-AG3983: Plate Heat Exchanger and Well Water Pre-Cooler (≥135 milking cows) | N/A | N/A | 3 | Milking Cow | 3 | Milking Cow | N/A | 3983 |  | N/A | Yes-to B&I-Rural | N/A | 100% | 100% | 100% | No | No | No |  |  | Agribusiness | 14
N/A | 3987 | 3987 | Not Eligible | AG3987 | Eligible Under B&I-Rural | VFD, Dairy Vacuum Pump, Agriculture | AG3987: VFD, Dairy Vacuum Pump, Agriculture | N/A | N/A | 7 | Milking Cow | 7 | Milking Cow | N/A | 3987 |  | N/A | See NC MMID | N/A | 100% | 100% | 100% | No | No | No |  |  | Agribusiness | 14
N/A | 3988 | 3988 | Not Eligible | AG3988 | Eligible Under B&I-Rural | VFD, Dairy Milk Pump, Agriculture | AG3988: VFD, Dairy Milk Pump, Agriculture | N/A | N/A | 3 | Milking Cow | 3 | Milking Cow | N/A | 3988 |  | N/A | See NC MMID | N/A | 100% | 100% | 100% | No | No | No |  |  | Agribusiness | 14
N/A | 3987 | 3987 | Not Eligible | N-AG3987 | Eligible Under B&I-Rural | VFD, Dairy Vacuum Pump, Agriculture | N-AG3987: VFD, Dairy Vacuum Pump, Agriculture | N/A | N/A | 7 | Milking Cow | 7 | Milking Cow | N/A | 3987 |  | N/A | Yes-to B&I-Rural | N/A | 100% | 100% | 100% | No | No | No |  |  | Agribusiness | 14
N/A | 3988 | 3988 | Not Eligible | N-AG3988 | Eligible Under B&I-Rural | VFD, Dairy Milk Pump, Agriculture | N-AG3988: VFD, Dairy Milk Pump, Agriculture | N/A | N/A | 3 | Milking Cow | 3 | Milking Cow | N/A | 3988 |  | N/A | Yes-to B&I-Rural | N/A | 100% | 100% | 100% | No | No | No |  |  | Agribusiness | 14
N/A | 2306 | 2306 | Not Eligible | R2306 | Eligible Under B&I-Rural | ECM Compressor Fan Motor | R2306: ECM Compressor Fan Motor | N/A | N/A | 25 | Motor | 25 | Motor | N/A | 2306 |  | N/A | See NC MMID | N/A | 100% | 100% | 100% | No | No | Yes |  |  | Agribusiness | 15
N/A | 2307 | 2307 | Not Eligible | R2307 | Eligible Under B&I-Rural | ECM Condenser / Condensing Unit Fan Motor | R2307: ECM Condenser / Condensing Unit Fan Motor | N/A | N/A | 25 | Motor | 25 | Motor | N/A | 2307 |  | N/A | See NC MMID | N/A | 100% | 100% | 100% | No | No | Yes |  |  | Agribusiness | 15
N/A | 2306 | 2306 | Not Eligible | N-R2306 | Eligible Under B&I-Rural | ECM Compressor Fan Motor | N-R2306: ECM Compressor Fan Motor | N/A | N/A | 25 | Motor | 25 | Motor | N/A | 2306 |  | N/A | Yes-to B&I-Rural | N/A | 100% | 100% | 100% | No | No | Yes |  |  | Agribusiness | 15
N/A | 2307 | 2307 | Not Eligible | N-R2307 | Eligible Under B&I-Rural | ECM Condenser / Condensing Unit Fan Motor | N-R2307: ECM Condenser / Condensing Unit Fan Motor | N/A | N/A | 25 | Motor | 25 | Motor | N/A | 2307 |  | N/A | Yes-to B&I-Rural | N/A | 100% | 100% | 100% | No | No | Yes |  |  | Agribusiness | 15
N/A | 2660 | 2660 | Not Eligible | AG2660 | N/A | Waterer, Livestock, ≤ 250 Watts | AG2660: Waterer, Livestock, ≤ 250 Watts | N/A | N/A | 40 | Waterer | N/A | Waterer | N/A | 2660 |  | N/A | No | N/A | 100% | 100% | 100% | No | No | No |  |  | Agribusiness | 16
N/A | 3018 | 3018 | Not Eligible | AG3018 | Eligible Under B&I-Rural | Waterer, Livestock, Energy Free | AG3018: Waterer, Livestock, Energy Free | N/A | N/A | 60 | Waterer | 60 | Waterer | N/A | 3018 |  | N/A | See NC MMID | N/A | 100% | 100% | 100% | No | No | No |  |  | Agribusiness | 16
N/A | 3018 | 3018 | Not Eligible | N-AG3018 | Eligible Under B&I-Rural | Waterer, Livestock, Energy Free | N-AG3018: Waterer, Livestock, Energy Free | N/A | N/A | 60 | Waterer | 60 | Waterer | N/A | 3018 |  | N/A | Yes-to B&I-Rural | N/A | 100% | 100% | 100% | No | No | No |  |  | Agribusiness | 16
N/A | 4902 | 4902 | Not Eligible | H4902 | N/A | Modulating Commercial Dryer Controls, ≥30 to ≤100 lbs, ≥500 to ≤2500 loads/year | H4902: Modulating Commercial Dryer Controls, ≥30 to ≤100 lbs, ≥500 to ≤2500 loads/year | N/A | N/A | 50 | Dryer | N/A | Dryer | N/A | 4902 |  | N/A | No | N/A | 100% | 100% | 100% | No | Yes | Yes | Agribusiness | A | Agribusiness | 16
N/A | 4939 | 4939 | Not Eligible | AG4939 | Eligible Under B&I-Rural | Farrowing Crate Heater, Single, Ag | AG4939: Farrowing Crate Heater, Single, Ag | N/A | N/A | 20 | Heater | 20 | Heater | N/A | 4939 |  | N/A | See NC MMID | N/A | 100% | 100% | 100% | No | No | No |  |  | Agribusiness | 16
N/A | 4940 | 4940 | Not Eligible | AG4940 | Eligible Under B&I-Rural | Farrowing Crate Heater, Double, Ag | AG4940: Farrowing Crate Heater, Double, Ag | N/A | N/A | 40 | Heater | 40 | Heater | N/A | 4940 |  | N/A | See NC MMID | N/A | 100% | 100% | 100% | No | No | No |  |  | Agribusiness | 16
N/A | 4939 | 4939 | Not Eligible | N-AG4939 | Eligible Under B&I-Rural | Farrowing Crate Heater, Single, Ag | N-AG4939: Farrowing Crate Heater, Single, Ag | N/A | N/A | 20 | Heater | 20 | Heater | N/A | 4939 |  | N/A | Yes-to B&I-Rural | N/A | 100% | 100% | 100% | No | No | No |  |  | Agribusiness | 16
N/A | 4940 | 4940 | Not Eligible | N-AG4940 | Eligible Under B&I-Rural | Farrowing Crate Heater, Double, Ag | N-AG4940: Farrowing Crate Heater, Double, Ag | N/A | N/A | 40 | Heater | 40 | Heater | N/A | 4940 |  | N/A | Yes-to B&I-Rural | N/A | 100% | 100% | 100% | No | No | No |  |  | Agribusiness | 16
N/A | 3386 | 3386 | Not Eligible | AG3386 | N/A | Grain Dryer, Energy Efficient, Hybrid | AG3386: Grain Dryer, Energy Efficient, Hybrid | N/A | N/A | 16 | Bushel/hr drying capacity | N/A | Bushel/hr drying capacity | N/A | 3386 |  | N/A | No | N/A | 100% | 100% | 100% | No | Yes | Yes | Agribusiness | B1, B2 & B3 | Agribusiness | 17
N/A | 4901 | 4901 | Not Eligible | AG4901 | N/A | Grain Dryer, Tune-up | AG4901: Grain Dryer, Tune-up | N/A | N/A | 100 | Tune-up | N/A | Tune-up | N/A | 4901 |  | N/A | No | N/A | 100% | 100% | 100% | No | Yes | Yes | Agribusiness | C | Agribusiness | 17
N/A | 2434 | 2434 | Not Eligible | AG2434 | N/A | Irrigation Pressure Reduction, Nozzle Installation & Motor Downsizing | AG2434: Irrigation Pressure Reduction, Nozzle Installation & Motor Downsizing | N/A | N/A | 65 | Reduced HP | N/A | Reduced HP | N/A | 2434 |  | N/A | No | N/A | 100% | 100% | 100% | No | Yes | Yes | Agribusiness | D1 & D2 | Agribusiness | 18
N/A | 4949 | 4949 | Not Eligible | AG4949 | N/A | VFD, Variable Torque, Irrigation Well Pump, ≥500 hours | AG4949: VFD, Variable Torque, Irrigation Well Pump, ≥500 hours | N/A | N/A | 50 | hp | 30 | hp | N/A | 4949 |  | N/A | See NC MMID | N/A | 100% | 100% | 100% | No | Yes | Yes | Agribusiness | H1 & H2 | Agribusiness | 18
N/A | 4949 | 4949 | Not Eligible | N-AG4949 | Eligible Under B&I-Rural | VFD, Variable Torque, Irrigation Well Pump, ≥500 hours | N-AG4949: VFD, Variable Torque, Irrigation Well Pump, ≥500 hours | N/A | N/A | 30 | hp | 30 | hp | N/A | 4949 |  | N/A | Yes-to B&I-Rural | N/A | 100% | 100% | 100% | No | Yes | Yes | Agribusiness | H1 & H2 | Agribusiness | 18
N/A | 598 | 598 | Not Eligible | AG598 | N/A | Greenhouse Climate Controls | AG598: Greenhouse Climate Controls | N/A | N/A | 0.03 | sq ft | N/A | sq ft | N/A | 598 |  | N/A | See NC MMID | N/A | 100% | 100% | 100% | No | Yes | Yes | Agribusiness | E1, E2 & E3 | Agribusiness | 19
N/A | 598 | 598 | Not Eligible | N-AG598 | Eligible Under B&I-Rural | Greenhouse Climate Controls | N-AG598: Greenhouse Climate Controls | N/A | N/A | 0.03 | sq ft | 0.03 | sq ft | N/A | 598 |  | N/A | Yes-to B&I-Rural | N/A | 100% | 100% | 100% | No | Yes | Yes | Agribusiness | E1, E2 & E3 | Agribusiness | 19
[6 empty] | ----------------------AGRIBUSINESS CATALOG: LIGHTING -------------------------------------------- | ----------------------AGRIBUSINESS CATALOG: LIGHTING -------------------------------------------- | [20 empty] | Agribusiness
N/A | 3760 | 3760 | Not Eligible | L3760 | Eligible Under B&I-Rural | LED, <44W, 1X4 product replacing 1- or 2-lamp T8 or T12 troffer | L3760: LED, <44W, 1X4 product replacing 1- or 2-lamp T8 or T12 troffer | N/A | N/A | 4 | Fixture | 4 | Fixture | N/A | 3760 |  | N/A | See NC MMID | N/A | 100% | 100% | 100% | No | No | No |  |  | Agribusiness | 22
N/A | 4793 | 4793 | Not Eligible | L4793 | Eligible Under B&I-Rural | LED, <44W, 2X4 product replacing 1- or 2-lamp T8 or T12 troffer | L4793: LED, <44W, 2X4 product replacing 1- or 2-lamp T8 or T12 troffer | N/A | N/A | 4 | Fixture | 4 | Fixture | N/A | 4793 |  | N/A | See NC MMID | N/A | 100% | 100% | 100% | No | No | No |  |  | Agribusiness | 22
N/A | 3111 | 3111 | Not Eligible | L3111 | Eligible Under B&I-Rural | LED, ≤55W, 2X4 product replacing 3- or 4-lamp T8 or T12 troffer | L3111: LED, ≤55W, 2X4 product replacing 3- or 4-lamp T8 or T12 troffer | N/A | N/A | 15 | Fixture | 15 | Fixture | N/A | 3111 |  | N/A | See NC MMID | N/A | 100% | 100% | 100% | No | No | No |  |  | Agribusiness | 22
N/A | 3760 | 3760 | Not Eligible | N-L3760 | Eligible Under B&I-Rural | LED, <44W, 1X4 product replacing 1- or 2-lamp T8 or T12 troffer | N-L3760: LED, <44W, 1X4 product replacing 1- or 2-lamp T8 or T12 troffer | N/A | N/A | 4 | Fixture | 4 | Fixture | N/A | 3760 |  | N/A | Yes-to B&I-Rural | N/A | 100% | 100% | 100% | No | No | No |  |  | Agribusiness | 22
N/A | 4793 | 4793 | Not Eligible | N-L4793 | Eligible Under B&I-Rural | LED, <44W, 2X4 product replacing 1- or 2-lamp T8 or T12 troffer | N-L4793: LED, <44W, 2X4 product replacing 1- or 2-lamp T8 or T12 troffer | N/A | N/A | 4 | Fixture | 4 | Fixture | N/A | 4793 |  | N/A | Yes-to B&I-Rural | N/A | 100% | 100% | 100% | No | No | No |  |  | Agribusiness | 22
N/A | 3111 | 3111 | Not Eligible | N-L3111 | Eligible Under B&I-Rural | LED, ≤55W, 2X4 product replacing 3- or 4-lamp T8 or T12 troffer | N-L3111: LED, ≤55W, 2X4 product replacing 3- or 4-lamp T8 or T12 troffer | N/A | N/A | 15 | Fixture | 15 | Fixture | N/A | 3111 |  | N/A | Yes-to B&I-Rural | N/A | 100% | 100% | 100% | No | No | No |  |  | Agribusiness | 22
| 3400 | 3400 | Not Eligible | L3400 | Eligible Under B&I-Rural | 2X2 LED, ≤36W, replacing Fixture with 2 or more T8 or T12 Lamps | L3400: 2X2 LED, ≤36W, replacing Fixture with 2 or more T8 or T12 Lamps | N/A | N/A | 7 | Fixture | 7 | Fixture | N/A | 3400 |  | N/A | See NC MMID | N/A | 100% | 100% | 100% | No | No | No |  |  | Agribusiness | 22
N/A | 3401 | 3401 | Not Eligible | L3401 | Eligible Under B&I-Rural | 2X2 LED, ≤85W, replacing Fixture with 2 or more 2G11 base Lamps | L3401: 2X2 LED, ≤85W, replacing Fixture with 2 or more 2G11 base Lamps | N/A | N/A | 15 | Fixture | 15 | Fixture | N/A | 3401 |  | N/A | See NC MMID | N/A | 100% | 100% | 100% | No | No | No |  |  | Agribusiness | 22
N/A | 3400 | 3400 | Not Eligible | N-L3400 | Eligible Under B&I-Rural | 2X2 LED, ≤36W, replacing Fixture with 2 or more T8 or T12 Lamps | N-L3400: 2X2 LED, ≤36W, replacing Fixture with 2 or more T8 or T12 Lamps | N/A | N/A | 7 | Fixture | 7 | Fixture | N/A | 3400 |  | N/A | Yes-to B&I-Rural | N/A | 100% | 100% | 100% | No | No | No |  |  | Agribusiness | 22
N/A | 3401 | 3401 | Not Eligible | N-L3401 | Eligible Under B&I-Rural | 2X2 LED, ≤85W, replacing Fixture with 2 or more 2G11 base Lamps | N-L3401: 2X2 LED, ≤85W, replacing Fixture with 2 or more 2G11 base Lamps | N/A | N/A | 15 | Fixture | 15 | Fixture | N/A | 3401 |  | N/A | Yes-to B&I-Rural | N/A | 100% | 100% | 100% | No | No | No |  |  | Agribusiness | 22
N/A | 3740 | 3740 | Not Eligible | L3740 | Eligible Under B&I-Rural | LED Fixture <11W/FT Replacing 1- or 2-lamp T8 or T12 Lamp(s) in Cross Section | L3740: LED Fixture <11W/FT Replacing 1- or 2-lamp T8 or T12 Lamp(s) in Cross Section | N/A | N/A | 1 | Linear Foot | 1 | Linear Foot | N/A | 3740 |  | N/A | See NC MMID | N/A | 100% | 100% | 100% | No | No | No |  |  | Agribusiness | 23
N/A | 3741 | 3741 | Not Eligible | L3741 | Eligible Under B&I-Rural | LED Fixture <24W/FT Replacing 3- or 4-lamp T8 or T12 Lamps in Cross Section | L3741: LED Fixture <24W/FT Replacing 3- or 4-lamp T8 or T12 Lamps in Cross Section | N/A | N/A | 2.5 | Linear Foot | 2.5 | Linear Foot | N/A | 3741 |  | N/A | See NC MMID | N/A | 100% | 100% | 100% | No | No | No |  |  | Agribusiness | 23
N/A | 3738 | 3738 | Not Eligible | L3738 | Eligible Under B&I-Rural | LED Fixture <9W/FT Replacing 1- or 2-lamp T5 Lamp(s) in Cross Section | L3738: LED Fixture <9W/FT Replacing 1- or 2-lamp T5 Lamp(s) in Cross Section | N/A | N/A | 1 | Linear Foot | 1 | Linear Foot | N/A | 3738 |  | N/A | See NC MMID | N/A | 100% | 100% | 100% | No | No | No |  |  | Agribusiness | 23
N/A | 3739 | 3739 | Not Eligible | L3739 | Eligible Under B&I-Rural | LED Fixture <24W/FT Replacing 3- or 4-lamp T5 Lamp(s) in Cross Section | L3739: LED Fixture <24W/FT Replacing 3- or 4-lamp T5 Lamp(s) in Cross Section | N/A | N/A | 2.5 | Linear Foot | 2.5 | Linear Foot | N/A | 3739 |  | N/A | See NC MMID | N/A | 100% | 100% | 100% | No | No | No |  |  | Agribusiness | 23
N/A | 3740 | 3740 | Not Eligible | N-L3740 | Eligible Under B&I-Rural | LED Fixture <11W/FT Replacing 1- or 2-lamp T8 or T12 Lamp(s) in Cross Section | N-L3740: LED Fixture <11W/FT Replacing 1- or 2-lamp T8 or T12 Lamp(s) in Cross Section | N/A | N/A | 1 | Linear Foot | 1 | Linear Foot | N/A | 3740 |  | N/A | Yes-to B&I-Rural | N/A | 100% | 100% | 100% | No | No | No |  |  | Agribusiness | 23
N/A | 3741 | 3741 | Not Eligible | N-L3741 | Eligible Under B&I-Rural | LED Fixture <24W/FT Replacing 3- or 4-lamp T8 or T12 Lamps in Cross Section | N-L3741: LED Fixture <24W/FT Replacing 3- or 4-lamp T8 or T12 Lamps in Cross Section | N/A | N/A | 2.5 | Linear Foot | 2.5 | Linear Foot | N/A | 3741 |  | N/A | Yes-to B&I-Rural | N/A | 100% | 100% | 100% | No | No | No |  |  | Agribusiness | 23
N/A | 3738 | 3738 | Not Eligible | N-L3738 | Eligible Under B&I-Rural | LED Fixture <9W/FT Replacing 1- or 2-lamp T5 Lamp(s) in Cross Section | N-L3738: LED Fixture <9W/FT Replacing 1- or 2-lamp T5 Lamp(s) in Cross Section | N/A | N/A | 1 | Linear Foot | 1 | Linear Foot | N/A | 3738 |  | N/A | Yes-to B&I-Rural | N/A | 100% | 100% | 100% | No | No | No |  |  | Agribusiness | 23
N/A | 3739 | 3739 | Not Eligible | N-L3739 | Eligible Under B&I-Rural | LED Fixture <24W/FT Replacing 3- or 4-lamp T5 Lamp(s) in Cross Section | N-L3739: LED Fixture <24W/FT Replacing 3- or 4-lamp T5 Lamp(s) in Cross Section | N/A | N/A | 2.5 | Linear Foot | 2.5 | Linear Foot | N/A | 3739 |  | N/A | Yes-to B&I-Rural | N/A | 100% | 100% | 100% | No | No | No |  |  | Agribusiness | 23
N/A | 4314 | N/A | Not Eligible | L4314 | Not Eligible | 4’ 2 Lamp TLED <24W replacing 8’ 1 Lamp T8 or T12 | L4314: 4’ 2 Lamp TLED <24W replacing 8’ 1 Lamp T8 or T12 | N/A | N/A | 7.5 | Fixture | N/A | Fixture | N/A | 4314 |  | N/A | No | N/A | 100% | 100% | 100% | No | No | No |  |  | Agribusiness | 23
N/A | 4317 | N/A | Not Eligible | L4317 | Not Eligible | 4’ 2 Lamp TLED <24W replacing 8’ 1 Lamp T8HO or T12HO | L4317: 4’ 2 Lamp TLED <24W replacing 8’ 1 Lamp T8HO or T12HO | N/A | N/A | 7.5 | Fixture | N/A | Fixture | N/A | 4317 |  | N/A | No | N/A | 100% | 100% | 100% | No | No | No |  |  | Agribusiness | 23
N/A | 4320 | N/A | Not Eligible | L4320 | Not Eligible | 4’ 4 Lamp TLED <24W replacing 8’ 2 Lamp T8 or T12 | L4320: 4’ 4 Lamp TLED <24W replacing 8’ 2 Lamp T8 or T12 | N/A | N/A | 13 | Fixture | N/A | Fixture | N/A | 4320 |  | N/A | No | N/A | 100% | 100% | 100% | No | No | No |  |  | Agribusiness | 23
N/A | 4323 | N/A | Not Eligible | L4323 | Not Eligible | 4’ 4 Lamp TLED <24W replacing 8’ 2 Lamp T8HO or T12HO | L4323: 4’ 4 Lamp TLED <24W replacing 8’ 2 Lamp T8HO or T12HO | N/A | N/A | 15 | Fixture | N/A | Fixture | N/A | 4323 |  | N/A | No | N/A | 100% | 100% | 100% | No | No | No |  |  | Agribusiness | 23
N/A | 4326 | N/A | Not Eligible | L4326 | Not Eligible | 4’ 2 Lamp TLED <24W replacing 8’ 2 Lamp T8 or T12 | L4326: 4’ 2 Lamp TLED <24W replacing 8’ 2 Lamp T8 or T12 | N/A | N/A | 18 | Fixture | N/A | Fixture | N/A | 4326 |  | N/A | No | N/A | 100% | 100% | 100% | No | No | No |  |  | Agribusiness | 23
N/A | 4329 | N/A | Not Eligible | L4329 | Not Eligible | 4’ 2 Lamp TLED <24W replacing 8’ 2 Lamp T8HO or T12HO | L4329: 4’ 2 Lamp TLED <24W replacing 8’ 2 Lamp T8HO or T12HO | N/A | N/A | 20 | Fixture | N/A | Fixture | N/A | 4329 |  | N/A | No | N/A | 100% | 100% | 100% | No | No | No |  |  | Agribusiness | 23
N/A | 4695 | 4695 | Not Eligible | L4695 | Eligible Under B&I-Rural | LED Fixture, <155 Watts, Replacing 250 Watt HID, High Bay, Agriculture | L4695: LED Fixture, <155 Watts, Replacing 250 Watt HID, High Bay, Agriculture | N/A | N/A | 45 | Fixture | 45 | Fixture | N/A | 4695 |  | N/A | See NC MMID | N/A | 100% | 100% | 100% | No | No | No |  |  | Agribusiness | 24
N/A | 4696 | 4696 | Not Eligible | L4696 | Eligible Under B&I-Rural | LED Fixture, <250 Watts, Replacing 320-399 Watt HID, High Bay, Agriculture | L4696: LED Fixture, <250 Watts, Replacing 320-399 Watt HID, High Bay, Agriculture | N/A | N/A | 50 | Fixture | 50 | Fixture | N/A | 4696 |  | N/A | See NC MMID | N/A | 100% | 100% | 100% | No | No | No |  |  | Agribusiness | 24
N/A | 4697 | N/A | Not Eligible | L4697 | Not Eligible | LED Fixture, <250 Watts, Replacing 400 Watt HID, High Bay, Agriculture | L4697: LED Fixture, <250 Watts, Replacing 400 Watt HID, High Bay, Agriculture | N/A | N/A | 75 | Fixture | N/A | Fixture | N/A | 4697 |  | N/A | See NC MMID | N/A | 100% | 100% | 100% | No | No | No |  |  | Agribusiness | 24
N/A | 4698 | N/A | Not Eligible | L4698 | Not Eligible | LED Fixture, <365 Watts, Replacing 400 Watt HID, High Bay, Agriculture | L4698: LED Fixture, <365 Watts, Replacing 400 Watt HID, High Bay, Agriculture | N/A | N/A | 45 | Fixture | N/A | Fixture | N/A | 4698 |  | N/A | See NC MMID | N/A | 100% | 100% | 100% | No | No | No |  |  | Agribusiness | 24
N/A | 4699 | 4699 | Not Eligible | L4699 | Eligible Under B&I-Rural | LED Fixture, <500 Watts, Replacing 1000 Watt HID, High Bay, Agriculture | L4699: LED Fixture, <500 Watts, Replacing 1000 Watt HID, High Bay, Agriculture | N/A | N/A | 120 | Fixture | 120 | Fixture | N/A | 4699 |  | N/A | See NC MMID | N/A | 100% | 100% | 100% | No | No | No |  |  | Agribusiness | 24
N/A | 4700 | 4700 | Not Eligible | L4700 | Eligible Under B&I-Rural | LED Fixture, <800 Watts, Replacing 1000 Watt HID, High Bay, Agriculture | L4700: LED Fixture, <800 Watts, Replacing 1000 Watt HID, High Bay, Agriculture | N/A | N/A | 75 | Fixture | 75 | Fixture | N/A | 4700 |  | N/A | See NC MMID | N/A | 100% | 100% | 100% | No | No | No |  |  | Agribusiness | 24
N/A | 4701 | 4701 | Not Eligible | L4701 | Eligible Under B&I-Rural | <=180W LED, replacing or instead of 6L T8 or 4L T5HO, Agriculture | L4701: <=180W LED, replacing or instead of 6L T8 or 4L T5HO, Agriculture | N/A | N/A | 45 | Fixture | 45 | Fixture | N/A | 4701 |  | N/A | See NC MMID | N/A | 100% | 100% | 100% | No | No | No |  |  | Agribusiness | 24
N/A | 4702 | 4702 | Not Eligible | L4702 | Eligible Under B&I-Rural | <=250W LED, replacing or instead of 8LT8 or 6LT5HO, Agriculture | L4702: <=250W LED, replacing or instead of 8LT8 or 6LT5HO, Agriculture | N/A | N/A | 60 | Fixture | 60 | Fixture | N/A | 4702 |  | N/A | See NC MMID | N/A | 100% | 100% | 100% | No | No | No |  |  | Agribusiness | 24
N/A | 4695 | 4695 | Not Eligible | N-L4695 | Eligible Under B&I-Rural | LED Fixture, <155 Watts, Replacing 250 Watt HID, High Bay, Agriculture | N-L4695: LED Fixture, <155 Watts, Replacing 250 Watt HID, High Bay, Agriculture | N/A | N/A | 45 | Fixture | 45 | Fixture | N/A | 4695 |  | N/A | Yes-to B&I-Rural | N/A | 100% | 100% | 100% | No | No | No |  |  | Agribusiness | 24
N/A | 4696 | 4696 | Not Eligible | N-L4696 | Eligible Under B&I-Rural | LED Fixture, <250 Watts, Replacing 320-399 Watt HID, High Bay, Agriculture | N-L4696: LED Fixture, <250 Watts, Replacing 320-399 Watt HID, High Bay, Agriculture | N/A | N/A | 50 | Fixture | 50 | Fixture | N/A | 4696 |  | N/A | Yes-to B&I-Rural | N/A | 100% | 100% | 100% | No | No | No |  |  | Agribusiness | 24
N/A | 4699 | 4699 | Not Eligible | N-L4699 | Eligible Under B&I-Rural | LED Fixture, <500 Watts, Replacing 1000 Watt HID, High Bay, Agriculture | N-L4699: LED Fixture, <500 Watts, Replacing 1000 Watt HID, High Bay, Agriculture | N/A | N/A | 120 | Fixture | 120 | Fixture | N/A | 4699 |  | N/A | Yes-to B&I-Rural | N/A | 100% | 100% | 100% | No | No | No |  |  | Agribusiness | 24
N/A | 4700 | 4700 | Not Eligible | N-L4700 | Eligible Under B&I-Rural | LED Fixture, <800 Watts, Replacing 1000 Watt HID, High Bay, Agriculture | N-L4700: LED Fixture, <800 Watts, Replacing 1000 Watt HID, High Bay, Agriculture | N/A | N/A | 75 | Fixture | 75 | Fixture | N/A | 4700 |  | N/A | Yes-to B&I-Rural | N/A | 100% | 100% | 100% | No | No | No |  |  | Agribusiness | 24
N/A | 4701 | 4701 | Not Eligible | N-L4701 | Eligible Under B&I-Rural | <=180W LED, replacing or instead of 6L T8 or 4L T5HO, Agriculture | N-L4701: <=180W LED, replacing or instead of 6L T8 or 4L T5HO, Agriculture | N/A | N/A | 45 | Fixture | 45 | Fixture | N/A | 4701 |  | N/A | Yes-to B&I-Rural | N/A | 100% | 100% | 100% | No | No | No |  |  | Agribusiness | 24
N/A | 4702 | 4702 | Not Eligible | N-L4702 | Eligible Under B&I-Rural | <=250W LED, replacing or instead of 8LT8 or 6LT5HO, Agriculture | N-L4702: <=250W LED, replacing or instead of 8LT8 or 6LT5HO, Agriculture | N/A | N/A | 60 | Fixture | 60 | Fixture | N/A | 4702 |  | N/A | Yes-to B&I-Rural | N/A | 100% | 100% | 100% | No | No | No |  |  | Agribusiness | 24
N/A | 4354 | 4354 | Not Eligible | L4354 | N/A | LED Downlight Fixtures replacing or instead of Incandescent, CFL, or HID fixture | L4354: LED Downlight Fixtures replacing or instead of Incandescent, CFL, or HID fixture | N/A | N/A | 0.11 | Watt Reduced | N/A | Watt Reduced | N/A | 4354 |  | N/A | See NC MMID | N/A | 100% | 100% | 100% | No | No | Yes | Agribusiness | F | Agribusiness | 25
N/A | 4354 | 4354 | Not Eligible | N-L4354 | Eligible Under B&I-Rural | LED Downlight Fixtures replacing or instead of Incandescent, CFL, or HID fixture | N-L4354: LED Downlight Fixtures replacing or instead of Incandescent, CFL, or HID fixture | N/A | N/A | 0.11 | Watt Reduced | 0.11 | Watt Reduced | N/A | 4354 |  | N/A | Yes-to B&I-Rural | N/A | 100% | 100% | 100% | No | No | Yes | Agribusiness | F | Agribusiness | 25
N/A | 3952 | 3952 | Not Eligible | L3952 | N/A | ENERGY STAR Omnidirectional/Decorative LED Lamp, 1,600-1,999 lumens, Interior | L3952: ENERGY STAR Omnidirectional/Decorative LED Lamp, 1,600-1,999 lumens, Interior | N/A | N/A | 3 | Lamp | N/A | Lamp | N/A | 3952 |  | N/A | No | N/A | 50% | 50% | 50% | No | No | No |  |  | Agribusiness | 25
N/A | 3953 | 3953 | Not Eligible | L3953 | N/A | ENERGY STAR Omnidirectional/Decorative LED Lamp, 1,100-1,599 lumens, Interior | L3953: ENERGY STAR Omnidirectional/Decorative LED Lamp, 1,100-1,599 lumens, Interior | N/A | N/A | 2 | Lamp | N/A | Lamp | N/A | 3953 |  | N/A | No | N/A | 50% | 50% | 50% | No | No | No |  |  | Agribusiness | 25
N/A | 3954 | 3954 | Not Eligible | L3954 | N/A | ENERGY STAR Omnidirectional/Decorative LED Lamp, 800-1,099 lumens, Interior | L3954: ENERGY STAR Omnidirectional/Decorative LED Lamp, 800-1,099 lumens, Interior | N/A | N/A | 1.5 | Lamp | N/A | Lamp | N/A | 3954 |  | N/A | No | N/A | 50% | 50% | 50% | No | No | No |  |  | Agribusiness | 25
N/A | 3955 | 3955 | Not Eligible | L3955 | N/A | ENERGY STAR Omnidirectional/Decorative LED Lamp, 450-799 lumens, Interior | L3955: ENERGY STAR Omnidirectional/Decorative LED Lamp, 450-799 lumens, Interior | N/A | N/A | 1 | Lamp | N/A | Lamp | N/A | 3955 |  | N/A | No | N/A | 50% | 50% | 50% | No | No | No |  |  | Agribusiness | 25
N/A | 3956 | 3956 | Not Eligible | L3956 | N/A | ENERGY STAR Omnidirectional/Decorative LED Lamp, 250-449 lumens, Interior | L3956: ENERGY STAR Omnidirectional/Decorative LED Lamp, 250-449 lumens, Interior | N/A | N/A | 1 | Lamp | N/A | Lamp | N/A | 3956 |  | N/A | No | N/A | 50% | 50% | 50% | No | No | No |  |  | Agribusiness | 25
N/A | 3941 | 3941 | Not Eligible | L3941 | N/A | ENERGY STAR Directional LED replacing incandescent 120W – 250W, Interior | L3941: ENERGY STAR Directional LED replacing incandescent 120W – 250W, Interior | N/A | N/A | 5 | Lamp | N/A | Lamp | N/A | 3941 |  | N/A | No | N/A | 50% | 50% | 50% | No | No | No |  |  | Agribusiness | 26
N/A | 3942 | 3942 | Not Eligible | L3942 | N/A | ENERGY STAR Directional LED replacing incandescent 100W – 119W, Interior | L3942: ENERGY STAR Directional LED replacing incandescent 100W – 119W, Interior | N/A | N/A | 4 | Lamp | N/A | Lamp | N/A | 3942 |  | N/A | No | N/A | 50% | 50% | 50% | No | No | No |  |  | Agribusiness | 26
N/A | 3943 | 3943 | Not Eligible | L3943 | N/A | ENERGY STAR Directional LED replacing incandescent 75W – 99W, Interior | L3943: ENERGY STAR Directional LED replacing incandescent 75W – 99W, Interior | N/A | N/A | 3 | Lamp | N/A | Lamp | N/A | 3943 |  | N/A | No | N/A | 50% | 50% | 50% | No | No | No |  |  | Agribusiness | 26
N/A | 3944 | 3944 | Not Eligible | L3944 | N/A | ENERGY STAR Directional LED replacing incandescent 55W – 74W, Interior | L3944: ENERGY STAR Directional LED replacing incandescent 55W – 74W, Interior | N/A | N/A | 2 | Lamp | N/A | Lamp | N/A | 3944 |  | N/A | No | N/A | 50% | 50% | 50% | No | No | No |  |  | Agribusiness | 26
N/A | 3945 | 3945 | Not Eligible | L3945 | N/A | ENERGY STAR Directional LED replacing incandescent 36W – 54W, Interior | L3945: ENERGY STAR Directional LED replacing incandescent 36W – 54W, Interior | N/A | N/A | 1.5 | Lamp | N/A | Lamp | N/A | 3945 |  | N/A | No | N/A | 50% | 50% | 50% | No | No | No |  |  | Agribusiness | 26
N/A | 3946 | 3946 | Not Eligible | L3946 | N/A | ENERGY STAR Directional LED replacing incandescent ≤ 35W, Interior | L3946: ENERGY STAR Directional LED replacing incandescent ≤ 35W, Interior | N/A | N/A | 1 | Lamp | N/A | Lamp | N/A | 3946 |  | N/A | No | N/A | 50% | 50% | 50% | No | No | No |  |  | Agribusiness | 26
N/A | 4703 | 4703 | Not Eligible | AG4703 | N/A | DLC Listed, Mogul Screw-Base (E39) lamp replacing HID (various), Agriculture | AG4703: DLC Listed, Mogul Screw-Base (E39) lamp replacing HID (various), Agriculture | N/A | N/A | 0.2 | Watt Reduced | N/A | Watt Reduced | N/A | 4703 |  | N/A | No | N/A | 100% | 100% | 100% | No | No |  | Agribusiness | F | Agribusiness | 26
N/A | 3511 | 3511 | Not Eligible | L3511 | N/A | 4' TLED, ≤24W, replacing 4' T8 or T12 Lamp w/External Driver (UL Type C) | L3511: 4' TLED, ≤24W, replacing 4' T8 or T12 Lamp w/External Driver (UL Type C) | N/A | N/A | 1.5 | Lamp | N/A | Lamp | N/A | 3511 |  | N/A | No | N/A | 50% | 50% | 50% | No | No | No |  |  | Agribusiness | 26
N/A | 3759 | 3759 | Not Eligible | L3759 | N/A | 4' TLED, ≤24W, replacing 4' T8 or T12 Lamp, Direct Wire (UL Type B) | L3759: 4' TLED, ≤24W, replacing 4' T8 or T12 Lamp, Direct Wire (UL Type B) | N/A | N/A | 1.5 | Lamp | N/A | Lamp | N/A | 3759 |  | N/A | No | N/A | 50% | 50% | 50% | No | No | No |  |  | Agribusiness | 26
N/A | 3512 | 3512 | Not Eligible | L3512 | N/A | 4' TLED, ≤24W, replacing 4' T8 or T12 Lamp Utilizing Existing Ballast (UL Type A) | L3512: 4' TLED, ≤24W, replacing 4' T8 or T12 Lamp Utilizing Existing Ballast (UL Type A) | N/A | N/A | 1.25 | Lamp | N/A | Lamp | N/A | 3512 |  | N/A | No | N/A | 50% | 50% | 50% | No | No | No |  |  | Agribusiness | 26
N/A | 4803 | 4803 | Not Eligible | L4803 | N/A | LED Replacement of 4' T5 Lamp w/External Driver (UL Type C) | L4803: LED Replacement of 4' T5 Lamp w/External Driver (UL Type C) | N/A | N/A | 2 | Lamp | N/A | Lamp | N/A | 4803 |  | N/A | No | N/A | 50% | 50% | 50% | No | No | No |  |  | Agribusiness | 27
N/A | 4804 | 4804 | Not Eligible | L4804 | N/A | LED Replacement of 4' T5HO Lamp w/External Driver (UL Type C) | L4804: LED Replacement of 4' T5HO Lamp w/External Driver (UL Type C) | N/A | N/A | 3 | Lamp | N/A | Lamp | N/A | 4804 |  | N/A | No | N/A | 50% | 50% | 50% | No | No | No |  |  | Agribusiness | 27
N/A | 4805 | 4805 | Not Eligible | L4805 | N/A | LED Replacement of 4' T5 Lamp, Direct Wire (UL Type B) | L4805: LED Replacement of 4' T5 Lamp, Direct Wire (UL Type B) | N/A | N/A | 2 | Lamp | N/A | Lamp | N/A | 4805 |  | N/A | No | N/A | 50% | 50% | 50% | No | No | No |  |  | Agribusiness | 27
N/A | 4806 | 4806 | Not Eligible | L4806 | N/A | LED Replacement of 4' T5HO Lamp, Direct Wire (UL Type B) | L4806: LED Replacement of 4' T5HO Lamp, Direct Wire (UL Type B) | N/A | N/A | 3 | Lamp | N/A | Lamp | N/A | 4806 |  | N/A | No | N/A | 50% | 50% | 50% | No | No | No |  |  | Agribusiness | 27
N/A | 4807 | 4807 | Not Eligible | L4807 | N/A | LED Replacement of 4' T5 Lamp Utilizing Existing Ballast (UL Type A) | L4807: LED Replacement of 4' T5 Lamp Utilizing Existing Ballast (UL Type A) | N/A | N/A | 1.5 | Lamp | N/A | Lamp | N/A | 4807 |  | N/A | No | N/A | 50% | 50% | 50% | No | No | No |  |  | Agribusiness | 27
N/A | 4808 | 4808 | Not Eligible | L4808 | N/A | LED Replacement of 4' T5HO Lamp Utilizing Existing Ballast (UL Type A) | L4808: LED Replacement of 4' T5HO Lamp Utilizing Existing Ballast (UL Type A) | N/A | N/A | 2.5 | Lamp | N/A | Lamp | N/A | 4808 |  | N/A | No | N/A | 50% | 50% | 50% | No | No | No |  |  | Agribusiness | 27
N/A | 4809 | 4809 | Not Eligible | L4809 | N/A | LED Replacement of 8' T8 or T12 Lamp w/External Driver (UL Type C) | L4809: LED Replacement of 8' T8 or T12 Lamp w/External Driver (UL Type C) | N/A | N/A | 3.5 | Lamp | N/A | Lamp | N/A | 4809 |  | N/A | No | N/A | 50% | 50% | 50% | No | No | No |  |  | Agribusiness | 27
N/A | 4810 | 4810 | Not Eligible | L4810 | N/A | LED Replacement of 8' T8 or T12 Lamp, Direct Wire (UL Type B) | L4810: LED Replacement of 8' T8 or T12 Lamp, Direct Wire (UL Type B) | N/A | N/A | 4 | Lamp | N/A | Lamp | N/A | 4810 |  | N/A | No | N/A | 50% | 50% | 50% | No | No | No |  |  | Agribusiness | 27
N/A | 4811 | 4811 | Not Eligible | L4811 | N/A | LED Replacement of 8' T8 or T12 Lamp Utilizing Existing Ballast (UL Type A) | L4811: LED Replacement of 8' T8 or T12 Lamp Utilizing Existing Ballast (UL Type A) | N/A | N/A | 3 | Lamp | N/A | Lamp | N/A | 4811 |  | N/A | No | N/A | 50% | 50% | 50% | No | No | No |  |  | Agribusiness | 27
N/A | 4948 | 4948 | Not Eligible | N-L4948 | Eligible Under B&I-Rural | Lighting Power Density (LPD) better than code requirements | N-L4948: Lighting Power Density (LPD) better than code requirements | N/A | N/A | 0.04 | kWh Reduced | N/A | kWh Reduced | N/A | 4948 |  | N/A | Yes-to B&I-Rural | N/A | 100% | 100% | 100% | No | Yes | Yes | Agribusiness | G | Agribusiness | 28
N/A | 4280 | 4280 | Not Eligible | L4280 | N/A | Outdoor LED Fixture or Retrofit Kit – Low Output ≤4,999 lumens | L4280: Outdoor LED Fixture or Retrofit Kit – Low Output ≤4,999 lumens | N/A | N/A | 15 | Fixture | 10 | Fixture | N/A | 4280 |  | N/A | See NC MMID | N/A | 100% | 100% | 100% | No | No | No |  |  | Agribusiness | 29
N/A | 4281 | 4281 | Not Eligible | L4281 | N/A | Outdoor LED Fixture or Retrofit Kit – Mid Output 5,000 – 9,999 lumens | L4281: Outdoor LED Fixture or Retrofit Kit – Mid Output 5,000 – 9,999 lumens | N/A | N/A | 25 | Fixture | 20 | Fixture | N/A | 4281 |  | N/A | See NC MMID | N/A | 100% | 100% | 100% | No | No | No |  |  | Agribusiness | 29
N/A | 4282 | 4282 | Not Eligible | L4282 | N/A | Outdoor LED Fixture or Retrofit Kit – High Output 10,000 – 29,999 lumens | L4282: Outdoor LED Fixture or Retrofit Kit – High Output 10,000 – 29,999 lumens | N/A | N/A | 50 | Fixture | 50 | Fixture | N/A | 4282 |  | N/A | See NC MMID | N/A | 100% | 100% | 100% | No | No | No |  |  | Agribusiness | 29
N/A | 4283 | 4283 | Not Eligible | L4283 | N/A | Outdoor LED Fixture or Retrofit Kit – Very High Output ≥30,000 lumens | L4283: Outdoor LED Fixture or Retrofit Kit – Very High Output ≥30,000 lumens | N/A | N/A | 120 | Fixture | 100 | Fixture | N/A | 4283 |  | N/A | See NC MMID | N/A | 100% | 100% | 100% | No | No | No |  |  | Agribusiness | 29
N/A | 4280 | 4280 | Not Eligible | N-L4280 | Eligible Under B&I-Rural | Outdoor LED Fixture or Retrofit Kit – Low Output ≤4,999 lumens | N-L4280: Outdoor LED Fixture or Retrofit Kit – Low Output ≤4,999 lumens | N/A | N/A | 10 | Fixture | 10 | Fixture | N/A | 4280 |  | N/A | Yes-to B&I-Rural | N/A | 100% | 100% | 100% | No | No | No |  |  | Agribusiness | 29
N/A | 4281 | 4281 | Not Eligible | N-L4281 | Eligible Under B&I-Rural | Outdoor LED Fixture or Retrofit Kit – Mid Output 5,000 – 9,999 lumens | N-L4281: Outdoor LED Fixture or Retrofit Kit – Mid Output 5,000 – 9,999 lumens | N/A | N/A | 20 | Fixture | 20 | Fixture | N/A | 4281 |  | N/A | Yes-to B&I-Rural | N/A | 100% | 100% | 100% | No | No | No |  |  | Agribusiness | 29
N/A | 4282 | 4282 | Not Eligible | N-L4282 | Eligible Under B&I-Rural | Outdoor LED Fixture or Retrofit Kit – High Output 10,000 – 29,999 lumens | N-L4282: Outdoor LED Fixture or Retrofit Kit – High Output 10,000 – 29,999 lumens | N/A | N/A | 50 | Fixture | 50 | Fixture | N/A | 4282 |  | N/A | Yes-to B&I-Rural | N/A | 100% | 100% | 100% | No | No | No |  |  | Agribusiness | 29
N/A | 4283 | 4283 | Not Eligible | N-L4283 | Eligible Under B&I-Rural | Outdoor LED Fixture or Retrofit Kit – Very High Output ≥30,000 lumens | N-L4283: Outdoor LED Fixture or Retrofit Kit – Very High Output ≥30,000 lumens | N/A | N/A | 100 | Fixture | 100 | Fixture | N/A | 4283 |  | N/A | Yes-to B&I-Rural | N/A | 100% | 100% | 100% | No | No | No |  |  | Agribusiness | 29
N/A | 4356 | 4356 | Not Eligible | L4356 | N/A | LED Downlight Fixtures replacing or instead of Incandescent, CFL or HID fixture, Exterior | L4356: LED Downlight Fixtures replacing or instead of Incandescent, CFL or HID fixture, Exterior | N/A | N/A | 0.11 | Watt Reduced | 0.1 | Watt Reduced | N/A | 4356 |  | N/A | See NC MMID | N/A | 100% | 100% | 100% | No | No | Yes | Agribusiness | F | Agribusiness | 30
N/A | 4356 | 4356 | Not Eligible | N-L4356 | Eligible Under B&I-Rural | LED Downlight Fixtures replacing or instead of Incandescent, CFL or HID fixture, Exterior | N-L4356: LED Downlight Fixtures replacing or instead of Incandescent, CFL or HID fixture, Exterior | N/A | N/A | 0.1 | Watt Reduced | 0.1 | Watt Reduced | N/A | 4356 |  | N/A | Yes-to B&I-Rural | N/A | 100% | 100% | 100% | No | No | Yes | Agribusiness | F | Agribusiness | 30
N/A | 4781 | 4781 | Not Eligible | L4781 | N/A | LED Fixture < 11 W/ft Replacing or Instead of 1L or 2L T8/T12 in Cross Section - 12 Hours/Day | L4781: LED Fixture < 11 W/ft Replacing or Instead of 1L or 2L T8/T12 in Cross Section - 12 Hours/Day | N/A | N/A | 2 | Linear Foot | N/A | Linear Foot | N/A | 4781 |  | N/A | See NC MMID | N/A | 100% | 100% | 100% | No | No | No |  |  | Agribusiness | 30
N/A | 4782 | 4782 | Not Eligible | L4782 | N/A | LED Fixture < 11 W/ft Replacing or Instead of 1L or 2L T8/T12 in Cross Section - 24 Hours/Day | L4782: LED Fixture < 11 W/ft Replacing or Instead of 1L or 2L T8/T12 in Cross Section - 24 Hours/Day | N/A | N/A | 2 | Linear Foot | N/A | Linear Foot | N/A | 4782 |  | N/A | See NC MMID | N/A | 100% | 100% | 100% | No | No | No |  |  | Agribusiness | 30
N/A | 4783 | 4783 | Not Eligible | L4783 | N/A | LED Fixture < 24 W/ft Replacing or Instead of 3L or 4L T8/T12 in Cross Section - 12 Hours/Day | L4783: LED Fixture < 24 W/ft Replacing or Instead of 3L or 4L T8/T12 in Cross Section - 12 Hours/Day | N/A | N/A | 5 | Linear Foot | N/A | Linear Foot | N/A | 4783 |  | N/A | See NC MMID | N/A | 100% | 100% | 100% | No | No | No |  |  | Agribusiness | 30
N/A | 4784 | 4784 | Not Eligible | L4784 | N/A | LED Fixture < 24 W/ft Replacing or Instead of 3L or 4L T8/T12 in Cross Section - 24 Hours/Day | L4784: LED Fixture < 24 W/ft Replacing or Instead of 3L or 4L T8/T12 in Cross Section - 24 Hours/Day | N/A | N/A | 5 | Linear Foot | N/A | Linear Foot | N/A | 4784 |  | N/A | See NC MMID | N/A | 100% | 100% | 100% | No | No | No |  |  | Agribusiness | 30
N/A | 4785 | 4785 | Not Eligible | L4785 | N/A | LED Fixture < 9 W/ft Replacing or Instead of 1L or 2L T5 in Cross Section - 12 Hours/Day | L4785: LED Fixture < 9 W/ft Replacing or Instead of 1L or 2L T5 in Cross Section - 12 Hours/Day | N/A | N/A | 2 | Linear Foot | N/A | Linear Foot | N/A | 4785 |  | N/A | See NC MMID | N/A | 100% | 100% | 100% | No | No | No |  |  | Agribusiness | 30
N/A | 4786 | 4786 | Not Eligible | L4786 | N/A | LED Fixture < 9 W/ft Replacing or Instead of 1L or 2L T5 in Cross Section - 24 Hours/Day | L4786: LED Fixture < 9 W/ft Replacing or Instead of 1L or 2L T5 in Cross Section - 24 Hours/Day | N/A | N/A | 2 | Linear Foot | N/A | Linear Foot | N/A | 4786 |  | N/A | See NC MMID | N/A | 100% | 100% | 100% | No | No | No |  |  | Agribusiness | 30
N/A | 4787 | 4787 | Not Eligible | L4787 | N/A | LED Fixture < 24 W/ft Replacing or Instead of 3L or 4L T5 in Cross Section - 12 Hours/Day | L4787: LED Fixture < 24 W/ft Replacing or Instead of 3L or 4L T5 in Cross Section - 12 Hours/Day | N/A | N/A | 5 | Linear Foot | N/A | Linear Foot | N/A | 4787 |  | N/A | See NC MMID | N/A | 100% | 100% | 100% | No | No | No |  |  | Agribusiness | 30
N/A | 4788 | 4788 | Not Eligible | L4788 | N/A | LED Fixture < 24 W/ft Replacing or Instead of 3L or 4L T5 in Cross Section - 24 Hours/Day | L4788: LED Fixture < 24 W/ft Replacing or Instead of 3L or 4L T5 in Cross Section - 24 Hours/Day | N/A | N/A | 5 | Linear Foot | N/A | Linear Foot | N/A | 4788 |  | N/A | See NC MMID | N/A | 100% | 100% | 100% | No | No | No |  |  | Agribusiness | 30
N/A | 4781 | 4781 | Not Eligible | N-L4781 | Eligible Under B&I-Rural | LED Fixture < 11 W/ft Replacing or Instead of 1L or 2L T8/T12 in Cross Section - 12 Hours/Day | N-L4781: LED Fixture < 11 W/ft Replacing or Instead of 1L or 2L T8/T12 in Cross Section - 12 Hours/Day | N/A | N/A | 1 | Linear Foot | 1 | Linear Foot | N/A | 4781 |  | N/A | Yes-to B&I-Rural | N/A | 100% | 100% | 100% | No | No | No |  |  | Agribusiness | 30
N/A | 4782 | 4782 | Not Eligible | N-L4782 | Eligible Under B&I-Rural | LED Fixture < 11 W/ft Replacing or Instead of 1L or 2L T8/T12 in Cross Section - 24 Hours/Day | N-L4782: LED Fixture < 11 W/ft Replacing or Instead of 1L or 2L T8/T12 in Cross Section - 24 Hours/Day | N/A | N/A | 1 | Linear Foot | 1 | Linear Foot | N/A | 4782 |  | N/A | Yes-to B&I-Rural | N/A | 100% | 100% | 100% | No | No | No |  |  | Agribusiness | 30
N/A | 4783 | 4783 | Not Eligible | N-L4783 | Eligible Under B&I-Rural | LED Fixture < 24 W/ft Replacing or Instead of 3L or 4L T8/T12 in Cross Section - 12 Hours/Day | N-L4783: LED Fixture < 24 W/ft Replacing or Instead of 3L or 4L T8/T12 in Cross Section - 12 Hours/Day | N/A | N/A | 3 | Linear Foot | 3 | Linear Foot | N/A | 4783 |  | N/A | Yes-to B&I-Rural | N/A | 100% | 100% | 100% | No | No | No |  |  | Agribusiness | 30
N/A | 4784 | 4784 | Not Eligible | N-L4784 | Eligible Under B&I-Rural | LED Fixture < 24 W/ft Replacing or Instead of 3L or 4L T8/T12 in Cross Section - 24 Hours/Day | N-L4784: LED Fixture < 24 W/ft Replacing or Instead of 3L or 4L T8/T12 in Cross Section - 24 Hours/Day | N/A | N/A | 3 | Linear Foot | 3 | Linear Foot | N/A | 4784 |  | N/A | Yes-to B&I-Rural | N/A | 100% | 100% | 100% | No | No | No |  |  | Agribusiness | 30
N/A | 4785 | 4785 | Not Eligible | N-L4785 | Eligible Under B&I-Rural | LED Fixture < 12 W/ft Replacing or Instead of 1L or 2L T5 in Cross Section - 12 Hours/Day | N-L4785: LED Fixture < 12 W/ft Replacing or Instead of 1L or 2L T5 in Cross Section - 12 Hours/Day | N/A | N/A | 1 | Linear Foot | 1 | Linear Foot | N/A | 4785 |  | N/A | Yes-to B&I-Rural | N/A | 100% | 100% | 100% | No | No | No |  |  | Agribusiness | 30
N/A | 4786 | 4786 | Not Eligible | N-L4786 | Eligible Under B&I-Rural | LED Fixture < 12 W/ft Replacing or Instead of 1L or 2L T5 in Cross Section - 24 Hours/Day | N-L4786: LED Fixture < 12 W/ft Replacing or Instead of 1L or 2L T5 in Cross Section - 24 Hours/Day | N/A | N/A | 1 | Linear Foot | 1 | Linear Foot | N/A | 4786 |  | N/A | Yes-to B&I-Rural | N/A | 100% | 100% | 100% | No | No | No |  |  | Agribusiness | 30
N/A | 4787 | 4787 | Not Eligible | N-L4787 | Eligible Under B&I-Rural | LED Fixture < 28 W/ft Replacing or Instead of 3L or 4L T5 in Cross Section - 12 Hours/Day | N-L4787: LED Fixture < 28 W/ft Replacing or Instead of 3L or 4L T5 in Cross Section - 12 Hours/Day | N/A | N/A | 3 | Linear Foot | 3 | Linear Foot | N/A | 4787 |  | N/A | Yes-to B&I-Rural | N/A | 100% | 100% | 100% | No | No | No |  |  | Agribusiness | 30
N/A | 4788 | 4788 | Not Eligible | N-L4788 | Eligible Under B&I-Rural | LED Fixture < 28 W/ft Replacing or Instead of 3L or 4L T5 in Cross Section - 24 Hours/Day | N-L4788: LED Fixture < 28 W/ft Replacing or Instead of 3L or 4L T5 in Cross Section - 24 Hours/Day | N/A | N/A | 3 | Linear Foot | 3 | Linear Foot | N/A | 4788 |  | N/A | Yes-to B&I-Rural | N/A | 100% | 100% | 100% | No | No | No |  |  | Agribusiness | 30
N/A | 4316 | 4316 | Not Eligible | AG4316 | N/A | 4' 2-lamp TLED <24W replacing 8' 1-lamp T8 or T12, 24 Hour, Exterior | AG4316: 4' 2-lamp TLED <24W replacing 8' 1-lamp T8 or T12, 24 Hour, Exterior | N/A | N/A | 10 | Fixture | N/A | Fixture | N/A | 4316 |  | N/A | No | N/A | 100% | 100% | 100% | No | No | No |  |  | Agribusiness | 31
N/A | 4315 | 4315 | Not Eligible | AG4315 | N/A | 4' 2-lamp TLED <24W replacing 8' 1-lamp T8 or T12, 12 Hour, Exterior | AG4315: 4' 2-lamp TLED <24W replacing 8' 1-lamp T8 or T12, 12 Hour, Exterior | N/A | N/A | 10 | Fixture | N/A | Fixture | N/A | 4315 |  | N/A | No | N/A | 100% | 100% | 100% | No | No | No |  |  | Agribusiness | 31
N/A | 4319 | 4319 | Not Eligible | AG4319 | N/A | 4' 2-lamp TLED <24W replacing 8' 1-lamp T8HO or T12HO, 24 Hour, Exterior | AG4319: 4' 2-lamp TLED <24W replacing 8' 1-lamp T8HO or T12HO, 24 Hour, Exterior | N/A | N/A | 10 | Fixture | N/A | Fixture | N/A | 4319 |  | N/A | No | N/A | 100% | 100% | 100% | No | No | No |  |  | Agribusiness | 31
N/A | 4318 | 4318 | Not Eligible | AG4318 | N/A | 4' 2-lamp TLED <24W replacing 8' 1-lamp T8HO or T12HO, 12 Hour, Exterior | AG4318: 4' 2-lamp TLED <24W replacing 8' 1-lamp T8HO or T12HO, 12 Hour, Exterior | N/A | N/A | 10 | Fixture | N/A | Fixture | N/A | 4318 |  | N/A | No | N/A | 100% | 100% | 100% | No | No | No |  |  | Agribusiness | 31
N/A | 4322 | 4322 | Not Eligible | AG4322 | N/A | 4’ 4-lamp TLED <24W replacing 8' 2-lamp T8 or T12, 24 Hour, Exterior | AG4322: 4’ 4-lamp TLED <24W replacing 8' 2-lamp T8 or T12, 24 Hour, Exterior | N/A | N/A | 12.5 | Fixture | N/A | Fixture | N/A | 4322 |  | N/A | No | N/A | 100% | 100% | 100% | No | No | No |  |  | Agribusiness | 31
N/A | 4321 | 4321 | Not Eligible | AG4321 | N/A | 4’ 4-lamp TLED <24W replacing 8' 2-lamp T8 or T12, 12 Hour, Exterior | AG4321: 4’ 4-lamp TLED <24W replacing 8' 2-lamp T8 or T12, 12 Hour, Exterior | N/A | N/A | 12.5 | Fixture | N/A | Fixture | N/A | 4321 |  | N/A | No | N/A | 100% | 100% | 100% | No | No | No |  |  | Agribusiness | 31
N/A | 4325 | 4325 | Not Eligible | AG4325 | N/A | 4' 4-lamp TLED <24W replacing 8' 2-lamp T8HO or T12HO, 24 Hour, Exterior | AG4325: 4' 4-lamp TLED <24W replacing 8' 2-lamp T8HO or T12HO, 24 Hour, Exterior | N/A | N/A | 12.5 | Fixture | N/A | Fixture | N/A | 4325 |  | N/A | No | N/A | 100% | 100% | 100% | No | No | No |  |  | Agribusiness | 31
N/A | 4324 | 4324 | Not Eligible | AG4324 | N/A | 4' 4-lamp TLED <24W replacing 8' 2-lamp T8HO or T12HO, 12 Hour, Exterior | AG4324: 4' 4-lamp TLED <24W replacing 8' 2-lamp T8HO or T12HO, 12 Hour, Exterior | N/A | N/A | 12.5 | Fixture | N/A | Fixture | N/A | 4324 |  | N/A | No | N/A | 100% | 100% | 100% | No | No | No |  |  | Agribusiness | 31
N/A | 4328 | 4328 | Not Eligible | AG4328 | N/A | 4' 2-lamp TLED <24W replacing 8' 2-lamp T8 or T12, 24 Hour, Exterior | AG4328: 4' 2-lamp TLED <24W replacing 8' 2-lamp T8 or T12, 24 Hour, Exterior | N/A | N/A | 22.5 | Fixture | N/A | Fixture | N/A | 4328 |  | N/A | No | N/A | 100% | 100% | 100% | No | No | No |  |  | Agribusiness | 31
N/A | 4327 | 4327 | Not Eligible | AG4327 | N/A | 4' 2-lamp TLED <24W replacing 8' 2-lamp T8 or T12, 12 Hour, Exterior | AG4327: 4' 2-lamp TLED <24W replacing 8' 2-lamp T8 or T12, 12 Hour, Exterior | N/A | N/A | 22.5 | Fixture | N/A | Fixture | N/A | 4327 |  | N/A | No | N/A | 100% | 100% | 100% | No | No | No |  |  | Agribusiness | 31
N/A | 4331 | 4331 | Not Eligible | AG4331 | N/A | 4' 2-lamp TLED <24W replacing 8' 2-lamp T8HO or T12HO, 24 Hour, Exterior | AG4331: 4' 2-lamp TLED <24W replacing 8' 2-lamp T8HO or T12HO, 24 Hour, Exterior | N/A | N/A | 22.5 | Fixture | N/A | Fixture | N/A | 4331 |  | N/A | No | N/A | 100% | 100% | 100% | No | No | No |  |  | Agribusiness | 31
N/A | 4330 | 4330 | Not Eligible | AG4330 | N/A | 4' 2-lamp TLED <24W replacing 8' 2-lamp T8HO or T12HO, 12 Hour, Exterior | AG4330: 4' 2-lamp TLED <24W replacing 8' 2-lamp T8HO or T12HO, 12 Hour, Exterior | N/A | N/A | 22.5 | Fixture | N/A | Fixture | N/A | 4330 |  | N/A | No | N/A | 100% | 100% | 100% | No | No | No |  |  | Agribusiness | 31
N/A | 3963 | 3963 | Not Eligible | L3963 | N/A | DLC listed, Mogul Screw-Base (E39) lamp replacing HID, Exterior | L3963: DLC listed, Mogul Screw-Base (E39) lamp replacing HID, Exterior | N/A | N/A | 0.15 | Watt Reduced | N/A | Watt Reduced | N/A | 3963 |  | N/A | No | N/A | 100% | 100% | 100% | No | No | Yes | Agribusiness | F | Agribusiness | 31
N/A | 4353 | 4353 | Not Eligible | L4353 | N/A | 24 Hour, LED Replacement of 4' T8 or T12 Lamp w/External Driver (UL Type C), Exterior | L4353: 24 Hour, LED Replacement of 4' T8 or T12 Lamp w/External Driver (UL Type C), Exterior | N/A | N/A | 2 | Lamp | N/A | Lamp | N/A | 4353 |  | N/A | No | N/A | 50% | 50% | 50% | No | No | No |  |  | Agribusiness | 32
N/A | 4351 | 4351 | Not Eligible | L4351 | N/A | 24 Hour, LED Replacement of 4' T8 or T12 Lamp, Direct Wire (UL Type B), Exterior | L4351: 24 Hour, LED Replacement of 4' T8 or T12 Lamp, Direct Wire (UL Type B), Exterior | N/A | N/A | 2 | Lamp | N/A | Lamp | N/A | 4351 |  | N/A | No | N/A | 50% | 50% | 50% | No | No | No |  |  | Agribusiness | 32
N/A | 4349 | 4349 | Not Eligible | L4349 | N/A | 24 Hour, LED Replacement of 4' T8 Lamp Utilizing Existing Ballast (UL Type A), Exterior | L4349: 24 Hour, LED Replacement of 4' T8 Lamp Utilizing Existing Ballast (UL Type A), Exterior | N/A | N/A | 1.5 | Lamp | N/A | Lamp | N/A | 4349 |  | N/A | No | N/A | 50% | 50% | 50% | No | No | No |  |  | Agribusiness | 32
N/A | 4352 | 4352 | Not Eligible | L4352 | N/A | Dusk to Dawn, LED Replacement of 4' T8 or T12 Lamp w/External Driver (UL Type C), Exterior | L4352: Dusk to Dawn, LED Replacement of 4' T8 or T12 Lamp w/External Driver (UL Type C), Exterior | N/A | N/A | 2 | Lamp | N/A | Lamp | N/A | 4352 |  | N/A | No | N/A | 50% | 50% | 50% | No | No | No |  |  | Agribusiness | 32
N/A | 4350 | 4350 | Not Eligible | L4350 | N/A | Dusk to Dawn, LED Replacement of 4' T8 or T12 Lamp, Direct Wire (UL Type B), Exterior | L4350: Dusk to Dawn, LED Replacement of 4' T8 or T12 Lamp, Direct Wire (UL Type B), Exterior | N/A | N/A | 2 | Lamp | N/A | Lamp | N/A | 4350 |  | N/A | No | N/A | 50% | 50% | 50% | No | No | No |  |  | Agribusiness | 32
N/A | 4348 | 4348 | Not Eligible | L4348 | N/A | Dusk to Dawn, LED Replacement of 4' T8 Lamp Utilizing Existing Ballast (UL Type A), Exterior | L4348: Dusk to Dawn, LED Replacement of 4' T8 Lamp Utilizing Existing Ballast (UL Type A), Exterior | N/A | N/A | 1.5 | Lamp | N/A | Lamp | N/A | 4348 |  | N/A | No | N/A | 50% | 50% | 50% | No | No | No |  |  | Agribusiness | 32
N/A | 4834 | 4834 | Not Eligible | L4834 | N/A | 24 Hour, LED Replacement of 8' T8 or T12 Lamp w/External Driver (UL Type C), Exterior | L4834: 24 Hour, LED Replacement of 8' T8 or T12 Lamp w/External Driver (UL Type C), Exterior | N/A | N/A | 4.5 | Lamp | N/A | Lamp | N/A | 4834 |  | N/A | No | N/A | 50% | 50% | 50% | No | No | No |  |  | Agribusiness | 32
N/A | 4835 | 4835 | Not Eligible | L4835 | N/A | 24 Hour, LED Replacement of 8' T8 or T12 Lamp, Direct Wire (UL Type B), Exterior | L4835: 24 Hour, LED Replacement of 8' T8 or T12 Lamp, Direct Wire (UL Type B), Exterior | N/A | N/A | 4.5 | Lamp | N/A | Lamp | N/A | 4835 |  | N/A | No | N/A | 50% | 50% | 50% | No | No | No |  |  | Agribusiness | 32
N/A | 4833 | 4833 | Not Eligible | L4833 | N/A | 24 Hour, LED Replacement of 8' T8 Lamp Utilizing Existing Ballast (UL Type A), Exterior | L4833: 24 Hour, LED Replacement of 8' T8 Lamp Utilizing Existing Ballast (UL Type A), Exterior | N/A | N/A | 4 | Lamp | N/A | Lamp | N/A | 4833 |  | N/A | No | N/A | 50% | 50% | 50% | No | No | No |  |  | Agribusiness | 32
N/A | 4831 | 4831 | Not Eligible | L4831 | N/A | Dusk to Dawn, LED Replacement of 8' T8 or T12 Lamp w/External Driver (UL Type C), Exterior | L4831: Dusk to Dawn, LED Replacement of 8' T8 or T12 Lamp w/External Driver (UL Type C), Exterior | N/A | N/A | 4.5 | Lamp | N/A | Lamp | N/A | 4831 |  | N/A | No | N/A | 50% | 50% | 50% | No | No | No |  |  | Agribusiness | 32
N/A | 4832 | 4832 | Not Eligible | L4832 | N/A | Dusk to Dawn, LED Replacement of 8' T8 or T12 Lamp, Direct Wire (UL Type B), Exterior | L4832: Dusk to Dawn, LED Replacement of 8' T8 or T12 Lamp, Direct Wire (UL Type B), Exterior | N/A | N/A | 4.5 | Lamp | N/A | Lamp | N/A | 4832 |  | N/A | No | N/A | 50% | 50% | 50% | No | No | No |  |  | Agribusiness | 32
N/A | 4830 | 4830 | Not Eligible | L4830 | N/A | Dusk to Dawn, LED Replacement of 8' T8 Lamp Utilizing Existing Ballast (UL Type A), Exterior | L4830: Dusk to Dawn, LED Replacement of 8' T8 Lamp Utilizing Existing Ballast (UL Type A), Exterior | N/A | N/A | 4 | Lamp | N/A | Lamp | N/A | 4830 |  | N/A | No | N/A | 50% | 50% | 50% | No | No | No |  |  | Agribusiness | 32
N/A | 5024 | 5024 | Not Eligible | AG5024 | N/A | Horticultural Lighting, Non-stacked Indoor, <700W LED, replacing 1000W HID, Agriculture | AG5024: Horticultural Lighting, Non-stacked Indoor, <700W LED, replacing 1000W HID, Agriculture | N/A | N/A | 120 | Fixture | N/A | N/A | N/A | 5024 | N/A | N/A | No | No | N/A | 100% | N/A | No | No | No |  |  | Agribusiness | 33
N/A | 5025 | 5025 | Not Eligible | AG5025 | N/A | Horticultural Lighting, Non-stacked Indoor, <400W LED, replacing 6000W HID, Agriculture | AG5025: Horticultural Lighting, Non-stacked Indoor, <400W LED, replacing 6000W HID, Agriculture | N/A | N/A | 80 | Fixture | N/A | N/A | N/A | 5025 | N/A | N/A | No | No | N/A | 100% | N/A | No | No | No |  |  | Agribusiness | 33
N/A | 5026 | 5026 | Not Eligible | AG5026 | N/A | Horticultural Lighting, Supplemented Greenhouse, <700W LED, replacing 1000W HID, Agriculture | AG5026: Horticultural Lighting, Supplemented Greenhouse, <700W LED, replacing 1000W HID, Agriculture | N/A | N/A | 80 | Fixture | N/A | N/A | N/A | 5026 | N/A | N/A | No | No | N/A | 100% | N/A | No | No | No |  |  | Agribusiness | 33
N/A | 5027 | 5027 | Not Eligible | AG5027 | N/A | Horticultural Lighting, Supplemented Greenhouse, <400W LED, replacing 600W HID, Agriculture | AG5027: Horticultural Lighting, Supplemented Greenhouse, <400W LED, replacing 600W HID, Agriculture | N/A | N/A | 60 | Fixture | N/A | N/A | N/A | 5027 | N/A | N/A | No | No | N/A | 100% | N/A | No | No | No |  |  | Agribusiness | 33
N/A | 5028 | 5028 | Not Eligible | AG5028 | N/A | Horticultural Lighting, Supplemented Greenhouse, <250W LED, replacing 400W HID, Agriculture | AG5028: Horticultural Lighting, Supplemented Greenhouse, <250W LED, replacing 400W HID, Agriculture | N/A | N/A | 50 | Fixture | N/A | N/A | N/A | 5028 | N/A | N/A | No | No | N/A | 100% | N/A | No | No | No |  |  | Agribusiness | 33
N/A | 5032 | 5032 | Not Eligible | AG5032 | N/A | Horticultural Lighting, Non-stacked Indoor, Grow Light System, Agriculture | AG5032: Horticultural Lighting, Non-stacked Indoor, Grow Light System, Agriculture | N/A | N/A | 0.06 | kWh saved | N/A | N/A | N/A | 5032 | N/A | N/A | See NC MMID | No | N/A | 50% | N/A | No | Yes | Yes |  |  | Agribusiness | 33
N/A | 5032 | 5032 | Not Eligible | N-AG5032 | Eligible Under B&I-Rural | Horticultural Lighting, Non-stacked Indoor, Grow Light System, Agriculture | N-AG5032: Horticultural Lighting, Non-stacked Indoor, Grow Light System, Agriculture | N/A | N/A | 0.06 | kWh saved | N/A | N/A | N/A | 5032 | N/A | N/A | Yes-to B&I-Rural | No | N/A | 50% | N/A | No | Yes | Yes |  |  | Agribusiness | 33
N/A | 5033 | 5033 | Not Eligible | AG5033 | N/A | Horticultural Lighting, Supplemented Greenhouse, Grow Light System, Agriculture | AG5033: Horticultural Lighting, Supplemented Greenhouse, Grow Light System, Agriculture | N/A | N/A | 0.06 | kWh saved | N/A | N/A | N/A | 5033 | N/A | N/A | See NC MMID | No | N/A | 50% | N/A | No | Yes | Yes |  |  | Agribusiness | 33
N/A | 5033 | 5033 | Not Eligible | N-AG5033 | Eligible Under B&I-Rural | Horticultural Lighting, Supplemented Greenhouse, Grow Light System, Agriculture | N-AG5033: Horticultural Lighting, Supplemented Greenhouse, Grow Light System, Agriculture | N/A | N/A | 0.06 | kWh saved | N/A | N/A | N/A | 5033 | N/A | N/A | Yes-to B&I-Rural | No | N/A | 50% | N/A | No | Yes | Yes |  |  | Agribusiness | 33
[6 empty] | ----------------------AGRIBUSINESS CATALOG: VENTILATION -------------------------------------------- | ----------------------AGRIBUSINESS CATALOG: VENTILATION -------------------------------------------- | [15 empty] | No |  |  |  |  | Agribusiness
N/A | 3998 | 3998 | Not Eligible | AG3998 | N/A | Fans, High Volume Low Speed (HVLS), General | AG3998: Fans, High Volume Low Speed (HVLS), General | N/A | N/A | 50 | Fan Diameter (feet) | 50 | Fan Diameter (feet) | N/A | 3998 |  | N/A | See NC MMID | N/A | 100% | 100% | 100% | No | No | No |  |  | Agribusiness | 36
N/A | 3998 | 3998 | Not Eligible | N-AG3998 | Eligible Under B&I-Rural | Fans, High Volume Low Speed (HVLS), General | N-AG3998: Fans, High Volume Low Speed (HVLS), General | N/A | N/A | 50 | Fan Diameter (feet) | 50 | Fan Diameter (feet) | N/A | 3998 |  | N/A | Yes-to B&I-Rural | N/A | 100% | 100% | 100% | No | No | No |  |  | Agribusiness | 36
N/A | 5088 | 5088 | Not Eligible | AG5088 | N/A | Ventilation/Exhaust Fan, Dairy, ≥ 48” (21.0 cfm/watt) | AG5088: Ventilation/Exhaust Fan, Dairy, ≥ 48” (21.0 cfm/watt) | N/A | N/A | 100 | Fan | 100 | Fan | N/A | 5088 |  | N/A | See NC MMID | N/A | 100% | 100% | 100% | No | No | No |  |  | Agribusiness | 36
N/A | 5089 | 5089 | Not Eligible | AG5089 | N/A | Ventilation/Exhaust Fan, Dairy, ≥ 48” with Variable Speed | AG5089: Ventilation/Exhaust Fan, Dairy, ≥ 48” with Variable Speed | N/A | N/A | 250 | Fan | 250 | Fan | N/A | 5089 |  | N/A | See NC MMID | N/A | 100% | 100% | 100% | No | No | No |  |  | Agribusiness | 36
N/A | 5088 | 5088 | Not Eligible | N-AG5088 | Eligible Under B&I-Rural | Ventilation/Exhaust Fan, Dairy, ≥ 48” (21.0 cfm/watt) | N-AG5088: Ventilation/Exhaust Fan, Dairy, ≥ 48” (21.0 cfm/watt) | N/A | N/A | 100 | Fan | 100 | Fan | N/A | 5088 |  | N/A | Yes-to B&I-Rural | N/A | 100% | 100% | 100% | No | No | No |  |  | Agribusiness | 36
N/A | 5089 | 5089 | Not Eligible | N-AG5089 | Eligible Under B&I-Rural | Ventilation/Exhaust Fan, Dairy, ≥ 48” with Variable Speed | N-AG5089: Ventilation/Exhaust Fan, Dairy, ≥ 48” with Variable Speed | N/A | N/A | 250 | Fan | 250 | Fan | N/A | 5089 |  | N/A | Yes-to B&I-Rural | N/A | 100% | 100% | 100% | No | No | No |  |  | Agribusiness | 36
N/A | 5093 | 5093 | Not Eligible | AG5093 | N/A | Ventilation/Exhaust Fan, Other, 36-47” (17.0 cfm/watt) | AG5093: Ventilation/Exhaust Fan, Other, 36-47” (17.0 cfm/watt) | N/A | N/A | 75 | Fan | 75 | Fan | N/A | 5093 |  | N/A | See NC MMID | N/A | 100% | 100% | 100% | No | No | No |  |  | Agribusiness | 37
N/A | 5094 | 5094 | Not Eligible | AG5094 | N/A | Ventilation/Exhaust Fan, Other, ≥ 48” (21.0 cfm/watt) | AG5094: Ventilation/Exhaust Fan, Other, ≥ 48” (21.0 cfm/watt) | N/A | N/A | 100 | Fan | 100 | Fan | N/A | 5094 |  | N/A | See NC MMID | N/A | 100% | 100% | 100% | No | No | No |  |  | Agribusiness | 37
N/A | 5095 | 5095 | Not Eligible | AG5095 | N/A | Ventilation/Exhaust Fan, Other, ≥ 48” with Variable Speed | AG5095: Ventilation/Exhaust Fan, Other, ≥ 48” with Variable Speed | N/A | N/A | 250 | Fan | 250 | Fan | N/A | 5095 |  | N/A | See NC MMID | N/A | 100% | 100% | 100% | No | No | No |  |  | Agribusiness | 37
N/A | 5093 | 5093 | Not Eligible | N-AG5093 | Eligible Under B&I-Rural | Ventilation/Exhaust Fan, Other, 36-47” (17.0 cfm/watt) | N-AG5093: Ventilation/Exhaust Fan, Other, 36-47” (17.0 cfm/watt) | N/A | N/A | 75 | Fan | 75 | Fan | N/A | 5093 |  | N/A | Yes-to B&I-Rural | N/A | 100% | 100% | 100% | No | No | No |  |  | Agribusiness | 37
N/A | 5094 | 5094 | Not Eligible | N-AG5094 | Eligible Under B&I-Rural | Ventilation/Exhaust Fan, Other, ≥ 48” (21.0 cfm/watt) | N-AG5094: Ventilation/Exhaust Fan, Other, ≥ 48” (21.0 cfm/watt) | N/A | N/A | 100 | Fan | 100 | Fan | N/A | 5094 |  | N/A | Yes-to B&I-Rural | N/A | 100% | 100% | 100% | No | No | No |  |  | Agribusiness | 37
N/A | 5095 | 5095 | Not Eligible | N-AG5095 | Eligible Under B&I-Rural | Ventilation/Exhaust Fan, Other, ≥ 48” with Variable Speed | N-AG5095: Ventilation/Exhaust Fan, Other, ≥ 48” with Variable Speed | N/A | N/A | 250 | Fan | 250 | Fan | N/A | 5095 |  | N/A | Yes-to B&I-Rural | N/A | 100% | 100% | 100% | No | No | No |  |  | Agribusiness | 37
N/A | 5086 | 5086 | Not Eligible | AG5086 | N/A | Circulation Fan, Dairy, 36-47” (20.0 lbf/kW) | AG5086: Circulation Fan, Dairy, 36-47” (20.0 lbf/kW) | N/A | N/A | 40 | Fan | 40 | Fan | N/A | 5086 |  | N/A | See NC MMID | N/A | 100% | 100% | 100% | No | No | No |  |  | Agribusiness | 37
N/A | 5087 | 5087 | Not Eligible | AG5087 | N/A | Circulation Fan, Dairy, ≥ 48” (24.5 lbf/kW) | AG5087: Circulation Fan, Dairy, ≥ 48” (24.5 lbf/kW) | N/A | N/A | 50 | Fan | 50 | Fan | N/A | 5087 |  | N/A | See NC MMID | N/A | 100% | 100% | 100% | No | No | No |  |  | Agribusiness | 37
N/A | 5086 | 5086 | Not Eligible | N-AG5086 | Eligible Under B&I-Rural | Circulation Fan, Dairy, 36-47” (20.0 lbf/kW) | N-AG5086: Circulation Fan, Dairy, 36-47” (20.0 lbf/kW) | N/A | N/A | 40 | Fan | 40 | Fan | N/A | 5086 |  | N/A | Yes-to B&I-Rural | N/A | 100% | 100% | 100% | No | No | No |  |  | Agribusiness | 37
N/A | 5087 | 5087 | Not Eligible | N-AG5087 | Eligible Under B&I-Rural | Circulation Fan, Dairy, ≥ 48” (24.5 lbf/kW) | N-AG5087: Circulation Fan, Dairy, ≥ 48” (24.5 lbf/kW) | N/A | N/A | 50 | Fan | 50 | Fan | N/A | 5087 |  | N/A | Yes-to B&I-Rural | N/A | 100% | 100% | 100% | No | No | No |  |  | Agribusiness | 37
N/A | 5090 | 5090 | Not Eligible | AG5090 | N/A | Circulation Fan, Other, 24-35” (15.8 lbf/kW) | AG5090: Circulation Fan, Other, 24-35” (15.8 lbf/kW) | N/A | N/A | 25 | Fan | 25 | Fan | N/A | 5090 |  | N/A | See NC MMID | N/A | 100% | 100% | 100% | No | No | No |  |  | Agribusiness | 38
N/A | 5091 | 5091 | Not Eligible | AG5091 | N/A | Circulation Fan, Other, 36-47” (20.0 lbf/kW) | AG5091: Circulation Fan, Other, 36-47” (20.0 lbf/kW) | N/A | N/A | 40 | Fan | 40 | Fan | N/A | 5091 |  | N/A | See NC MMID | N/A | 100% | 100% | 100% | No | No | No |  |  | Agribusiness | 38
N/A | 5092 | 5092 | Not Eligible | AG5092 | N/A | Circulation Fan, Other, ≥ 48” (24.5 lbf/kW) | AG5092: Circulation Fan, Other, ≥ 48” (24.5 lbf/kW) | N/A | N/A | 50 | Fan | 50 | Fan | N/A | 5092 |  | N/A | See NC MMID | N/A | 100% | 100% | 100% | No | No | No |  |  | Agribusiness | 38
N/A | 5090 | 5090 | Not Eligible | N-AG5090 | Eligible Under B&I-Rural | Circulation Fan, Other, 24-35” (15.8 lbf/kW) | N-AG5090: Circulation Fan, Other, 24-35” (15.8 lbf/kW) | N/A | N/A | 25 | Fan | 25 | Fan | N/A | 5090 |  | N/A | Yes-to B&I-Rural | N/A | 100% | 100% | 100% | No | No | No |  |  | Agribusiness | 38
N/A | 5091 | 5091 | Not Eligible | N-AG5091 | Eligible Under B&I-Rural | Circulation Fan, Other, 36-47” (20.0 lbf/kW) | N-AG5091: Circulation Fan, Other, 36-47” (20.0 lbf/kW) | N/A | N/A | 40 | Fan | 40 | Fan | N/A | 5091 |  | N/A | Yes-to B&I-Rural | N/A | 100% | 100% | 100% | No | No | No |  |  | Agribusiness | 38
N/A | 5092 | 5092 | Not Eligible | N-AG5092 | Eligible Under B&I-Rural | Circulation Fan, Other, ≥ 48” (24.5 lbf/kW) | N-AG5092: Circulation Fan, Other, ≥ 48” (24.5 lbf/kW) | N/A | N/A | 50 | Fan | 50 | Fan | N/A | 5092 |  | N/A | Yes-to B&I-Rural | N/A | 100% | 100% | 100% | No | No | No |  |  | Agribusiness | 38
[6 empty] | ----------------------AGRIBUSINESS CATALOG: VFD & COMPRESSED AIR -------------------------------------------- | ----------------------AGRIBUSINESS CATALOG: VFD & COMPRESSED AIR -------------------------------------------- | [15 empty] | No |  |  |  |  | Agribusiness
N/A | 4043 | 4043 | Not Eligible | AG4043 | N/A | VFD, Ag Primary Use Water System, ≥1000 hours | AG4043: VFD, Ag Primary Use Water System, ≥1000 hours | N/A | N/A | 75 | hp | 45 | hp | N/A | 4043 |  | N/A | See NC MMID | N/A | 100% | 100% | 100% | No | Yes | Yes | Agribusiness | H1 | Agribusiness | 40
N/A | 2639 | 2639 | Not Eligible | AG2639 | N/A | VFD, Ag Secondary Use Water System, ≥1000 hours | AG2639: VFD, Ag Secondary Use Water System, ≥1000 hours | N/A | N/A | 75 | hp | 45 | hp | N/A | 2639 |  | N/A | See NC MMID | N/A | 100% | 100% | 100% | No | Yes | Yes | Agribusiness | H1 | Agribusiness | 40
N/A | 4411 | 4411 | Not Eligible | AG4411 | N/A | VFD, Ag Secondary Use Water System, 500-999 hours | AG4411: VFD, Ag Secondary Use Water System, 500-999 hours | N/A | N/A | 50 | hp | 30 | hp | N/A | 4411 |  | N/A | See NC MMID | N/A | 100% | 100% | 100% | No | Yes | Yes | Agribusiness | H1 | Agribusiness | 40
N/A | 3777 | 3777 | Not Eligible | AG3777 | N/A | VFD, Ventilation/Circulation Fan, Ag, ≥1000 hours | AG3777: VFD, Ventilation/Circulation Fan, Ag, ≥1000 hours | N/A | N/A | 75 | hp | 45 | hp | N/A | 3777 |  | N/A | See NC MMID | N/A | 100% | 100% | 100% | No | Yes | Yes | Agribusiness | H1 | Agribusiness | 40
N/A | 4413 | 4413 | Not Eligible | AG4413 | N/A | VFD, Ventilation/Circulation Fan, Ag, 500-999 hours | AG4413: VFD, Ventilation/Circulation Fan, Ag, 500-999 hours | N/A | N/A | 50 | hp | 30 | hp | N/A | 4413 |  | N/A | See NC MMID | N/A | 100% | 100% | 100% | No | Yes | Yes | Agribusiness | H1 | Agribusiness | 40
N/A | 3835 | 3835 | Not Eligible | AG3835 | N/A | VFD, Process Pump, Agriculture, ≥ 1000 hours | AG3835: VFD, Process Pump, Agriculture, ≥ 1000 hours | N/A | N/A | 75 | hp | 45 | hp | N/A | 3835 |  | N/A | See NC MMID | N/A | 100% | 100% | 100% | No | Yes | Yes | Agribusiness | H1 | Agribusiness | 40
N/A | 4414 | 4414 | Not Eligible | AG4414 | N/A | VFD, Process Pump, Agriculture, 500-999 hours | AG4414: VFD, Process Pump, Agriculture, 500-999 hours | N/A | N/A | 50 | hp | 30 | hp | N/A | 4414 |  | N/A | See NC MMID | N/A | 100% | 100% | 100% | No | Yes | Yes | Agribusiness | H1 | Agribusiness | 40
N/A | 4043 | 4043 | Not Eligible | N-AG4043 | Eligible Under B&I-Rural | VFD, Ag Primary Use Water System, ≥1000 hours | N-AG4043: VFD, Ag Primary Use Water System, ≥1000 hours | N/A | N/A | 45 | hp | 45 | hp | N/A | 4043 |  | N/A | Yes-to B&I-Rural | N/A | 100% | 100% | 100% | No | Yes | Yes | Agribusiness | H1 | Agribusiness | 40
N/A | 2639 | 2639 | Not Eligible | N-AG2639 | Eligible Under B&I-Rural | VFD, Ag Secondary Use Water System, ≥1000 hours | N-AG2639: VFD, Ag Secondary Use Water System, ≥1000 hours | N/A | N/A | 45 | hp | 45 | hp | N/A | 2639 |  | N/A | Yes-to B&I-Rural | N/A | 100% | 100% | 100% | No | Yes | Yes | Agribusiness | H1 | Agribusiness | 40
N/A | 4411 | 4411 | Not Eligible | N-AG4411 | Eligible Under B&I-Rural | VFD, Ag Secondary Use Water System, 500-999 hours | N-AG4411: VFD, Ag Secondary Use Water System, 500-999 hours | N/A | N/A | 30 | hp | 30 | hp | N/A | 4411 |  | N/A | Yes-to B&I-Rural | N/A | 100% | 100% | 100% | No | Yes | Yes | Agribusiness | H1 | Agribusiness | 40
N/A | 3777 | 3777 | Not Eligible | N-AG3777 | Eligible Under B&I-Rural | VFD, Ventilation/Circulation Fan, Ag, ≥1000 hours | N-AG3777: VFD, Ventilation/Circulation Fan, Ag, ≥1000 hours | N/A | N/A | 45 | hp | 45 | hp | N/A | 3777 |  | N/A | Yes-to B&I-Rural | N/A | 100% | 100% | 100% | No | Yes | Yes | Agribusiness | H1 | Agribusiness | 40
N/A | 4413 | 4413 | Not Eligible | N-AG4413 | Eligible Under B&I-Rural | VFD, Ventilation/Circulation Fan, Ag, 500-999 hours | N-AG4413: VFD, Ventilation/Circulation Fan, Ag, 500-999 hours | N/A | N/A | 30 | hp | 30 | hp | N/A | 4413 |  | N/A | Yes-to B&I-Rural | N/A | 100% | 100% | 100% | No | Yes | Yes | Agribusiness | H1 | Agribusiness | 40
N/A | 3835 | 3835 | Not Eligible | N-AG3835 | Eligible Under B&I-Rural | VFD, Process Pump, Agriculture, ≥ 1000 hours | N-AG3835: VFD, Process Pump, Agriculture, ≥ 1000 hours | N/A | N/A | 45 | hp | 45 | hp | N/A | 3835 |  | N/A | Yes-to B&I-Rural | N/A | 100% | 100% | 100% | No | Yes | Yes | Agribusiness | H1 | Agribusiness | 40
N/A | 4414 | 4414 | Not Eligible | N-AG4414 | Eligible Under B&I-Rural | VFD, Process Pump, Agriculture, 500-999 hours | N-AG4414: VFD, Process Pump, Agriculture, 500-999 hours | N/A | N/A | 30 | hp | 30 | hp | N/A | 4414 |  | N/A | Yes-to B&I-Rural | N/A | 100% | 100% | 100% | No | Yes | Yes | Agribusiness | H1 | Agribusiness | 40
N/A | 3836 | 3836 | Not Eligible | AG3836 | N/A | VFD, Constant Torque, ≥1000 Annual Hours, Ag | AG3836: VFD, Constant Torque, ≥1000 Annual Hours, Ag | N/A | N/A | 45 | hp | 40 | hp | N/A | 3836 |  | N/A | See NC MMID | N/A | 100% | 100% | 100% | No | Yes | Yes | Agribusiness | H1 & H3 | Agribusiness | 41
N/A | 4412 | 4412 | Not Eligible | AG4412 | N/A | VFD, Constant Torque, 500-999 Hours, Ag | AG4412: VFD, Constant Torque, 500-999 Hours, Ag | N/A | N/A | 30 | hp | 20 | hp | N/A | 4412 |  | N/A | See NC MMID | N/A | 100% | 100% | 100% | No | Yes | Yes | Agribusiness | H1 & H3 | Agribusiness | 41
N/A | 3836 | 3836 | Not Eligible | N-AG3836 | Eligible Under B&I-Rural | VFD, Constant Torque, ≥1000 Annual Hours, Ag | N-AG3836: VFD, Constant Torque, ≥1000 Annual Hours, Ag | N/A | N/A | 40 | hp | 40 | hp | N/A | 3836 |  | N/A | Yes-to B&I-Rural | N/A | 100% | 100% | 100% | No | Yes | Yes | Agribusiness | H1 & H3 | Agribusiness | 41
N/A | 4412 | 4412 | Not Eligible | N-AG4412 | Eligible Under B&I-Rural | VFD, Constant Torque, 500-999 Hours, Ag | N-AG4412: VFD, Constant Torque, 500-999 Hours, Ag | N/A | N/A | 20 | hp | 20 | hp | N/A | 4412 |  | N/A | Yes-to B&I-Rural | N/A | 100% | 100% | 100% | No | Yes | Yes | Agribusiness | H1 & H3 | Agribusiness | 41
N/A | 4767 | 4767 | Not Eligible | AG4767 | N/A | Compressed Air and Leak Survey Repair, Agriculture only | AG4767: Compressed Air and Leak Survey Repair, Agriculture only | N/A | N/A | 15 | Connected HP | N/A | Connected HP | N/A | 4767 |  | N/A | No | N/A | 100% | 100% | 100% | No | Yes | Yes | Agribusiness | I | Agribusiness | 42
N/A | 2196 | 2196 | Not Eligible | PS2196 | N/A | Variable Speed Drive Air Compressors | PS2196: Variable Speed Drive Air Compressors | N/A | N/A | 40 | HP | 40 | HP | N/A | 2196 |  | N/A | See NC MMID | N/A | 100% | 100% | 100% | No | Yes | Yes | Agribusiness | J1 & J2 | Agribusiness | 42
N/A | 2196 | 2196 | Not Eligible | N-PS2196 | Eligible Under B&I-Rural | Variable Speed Drive Air Compressors | N-PS2196: Variable Speed Drive Air Compressors | N/A | N/A | 40 | HP | 40 | HP | N/A | 2196 |  | N/A | Yes-to B&I-Rural | N/A | 100% | 100% | 100% | No | Yes | Yes | Agribusiness | J1 & J2 | Agribusiness | 42
N/A | 2254 | 2254 | Not Eligible | PS2254 | N/A | No Air-Loss Condensate Drains | PS2254: No Air-Loss Condensate Drains | N/A | N/A | 80 | Drain | 80 | Drain | N/A | 2254 |  | N/A | See NC MMID | N/A | 100% | 100% | 100% | No | No | Yes |  |  | Agribusiness | 43
N/A | 2254 | 2254 | Not Eligible | N-PS2254 | Eligible Under B&I-Rural | No Air-Loss Condensate Drains | N-PS2254: No Air-Loss Condensate Drains | N/A | N/A | 80 | Drain | 80 | Drain | N/A | 2254 |  | N/A | Yes-to B&I-Rural | N/A | 100% | 100% | 100% | No | No | Yes |  |  | Agribusiness | 43
[6 empty] | ----------------------AGRIBUSINESS CATALOG: SPACE HEATING EQUIPMENT -------------------------------------------- | ----------------------AGRIBUSINESS CATALOG: SPACE HEATING EQUIPMENT -------------------------------------------- | [15 empty] | No |  |  |  |  | Agribusiness
N/A | 2218 | 2218 | Not Eligible | H2218 | N/A | Hot Water Boilers, < 300 MBh input, ≥90% AFUE | H2218: Hot Water Boilers, < 300 MBh input, ≥90% AFUE | N/A | N/A | 3 | MBh | 3 | MBh | N/A | 2218 |  | N/A | See NC MMID | N/A | 100% | 100% | 100% | No | No | No |  |  | Agribusiness | 45
N/A | 3277 | 3277 | Not Eligible | H3277 | N/A | Hot Water Boilers, ≥300 MBh input, ≥85% thermal efficiency | H3277: Hot Water Boilers, ≥300 MBh input, ≥85% thermal efficiency | N/A | N/A | 1 | MBh | 1 | MBh | N/A | 3277 |  | N/A | See NC MMID | N/A | 100% | 100% | 100% | No | No | No |  |  | Agribusiness | 45
N/A | 3276 | 3276 | Not Eligible | H3276 | N/A | Hot Water Boilers, ≥300 MBh input, ≥90% thermal efficiency | H3276: Hot Water Boilers, ≥300 MBh input, ≥90% thermal efficiency | N/A | N/A | 3 | MBh | 3 | MBh | N/A | 3276 |  | N/A | See NC MMID | N/A | 100% | 100% | 100% | No | No | No |  |  | Agribusiness | 45
N/A | 2218 | 2218 | Not Eligible | N-H2218 | Eligible Under B&I-Rural | Hot Water Boilers, < 300 MBh input, ≥90% AFUE | N-H2218: Hot Water Boilers, < 300 MBh input, ≥90% AFUE | N/A | N/A | 3 | MBh | 3 | MBh | N/A | 2218 |  | N/A | Yes-to B&I-Rural | N/A | 100% | 100% | 100% | No | No | No |  |  | Agribusiness | 45
N/A | 3277 | 3277 | Not Eligible | N-H3277 | Eligible Under B&I-Rural | Hot Water Boilers, ≥300 MBh input, ≥85% thermal efficiency | N-H3277: Hot Water Boilers, ≥300 MBh input, ≥85% thermal efficiency | N/A | N/A | 1 | MBh | 1 | MBh | N/A | 3277 |  | N/A | Yes-to B&I-Rural | N/A | 100% | 100% | 100% | No | No | No |  |  | Agribusiness | 45
N/A | 3276 | 3276 | Not Eligible | N-H3276 | Eligible Under B&I-Rural | Hot Water Boilers, ≥300 MBh input, ≥90% thermal efficiency | N-H3276: Hot Water Boilers, ≥300 MBh input, ≥90% thermal efficiency | N/A | N/A | 3 | MBh | 3 | MBh | N/A | 3276 |  | N/A | Yes-to B&I-Rural | N/A | 100% | 100% | 100% | No | No | No |  |  | Agribusiness | 45
N/A | 2422 | 2422 | Not Eligible | H2422 | N/A | Infrared Heater (Retrofit Only) | H2422: Infrared Heater (Retrofit Only) | N/A | N/A | 1.5 | MBh | N/A | MBh | N/A | 2422 |  | N/A | See NC MMID | N/A | 100% | 100% | 100% | No | No | No |  |  | Agribusiness | 45
N/A | 2422 | 2422 | Not Eligible | N-H2422 | Eligible Under B&I-Rural | Infrared Heater (NC Only) | N-H2422: Infrared Heater (NC Only) | N/A | N/A | 1 | MBh | 1 | MBh | N/A | 2422 |  | N/A | Yes-to B&I-Rural | N/A | 100% | 100% | 100% | No | No | No |  |  | Agribusiness | 45
N/A | 3491 | 3491 | Not Eligible | H3491 | N/A | Furnace with ECM, ≥95%+ AFUE, 2 stages of heat, NG | H3491: Furnace with ECM, ≥95%+ AFUE, 2 stages of heat, NG | N/A | N/A | 220 | Furnace | N/A | Furnace | N/A | 3491 |  | N/A | See NC MMID | N/A | 100% | 100% | 100% | No | No | No |  |  | Agribusiness | 46
N/A | 3492 | 3492 | Not Eligible | H3492 | N/A | Furnace with ECM, ≥90%+ AFUE, 2 stages of heat, NG | H3492: Furnace with ECM, ≥90%+ AFUE, 2 stages of heat, NG | N/A | N/A | 100 | Furnace | N/A | Furnace | N/A | 3492 |  | N/A | See NC MMID | N/A | 100% | 100% | 100% | No | No | No |  |  | Agribusiness | 46
N/A | 3491 | 3491 | Not Eligible | N-H3491 | Eligible Under B&I-Rural | Furnace with ECM, ≥95%+ AFUE, 2 stages of heat, NG | N-H3491: Furnace with ECM, ≥95%+ AFUE, 2 stages of heat, NG | N/A | N/A | N/A | Furnace | 180 | Furnace | N/A | 3491 |  | N/A | Yes-to B&I-Rural | N/A | 100% | 100% | 100% | No | No | No |  |  | Agribusiness | 46
N/A | 3492 | 3492 | Not Eligible | N-H3492 | Eligible Under B&I-Rural | Furnace with ECM, ≥90%+ AFUE, 2 stages of heat, NG | N-H3492: Furnace with ECM, ≥90%+ AFUE, 2 stages of heat, NG | N/A | N/A | N/A | Furnace | 80 | Furnace | N/A | 3492 |  | N/A | Yes-to B&I-Rural | N/A | 100% | 100% | 100% | No | No | No |  |  | Agribusiness | 46
N/A | 4753 | 4753 | Not Eligible | H4753 | N/A | Unit Heater, ≥ 90% Thermal Efficiency (Retrofit Only), Heating Setpoint = 70°F | H4753: Unit Heater, ≥ 90% Thermal Efficiency (Retrofit Only), Heating Setpoint = 70°F | N/A | N/A | 2 | MBh | N/A | MBh | N/A | 4753 |  | N/A | See NC MMID | N/A | 100% | 100% | 100% | No | No | No |  |  | Agribusiness | 46
N/A | 4754 | 4754 | Not Eligible | H4754 | N/A | Unit Heater, ≥ 90% Thermal Efficiency (Retrofit Only), Heating Setpoint = 65°F | H4754: Unit Heater, ≥ 90% Thermal Efficiency (Retrofit Only), Heating Setpoint = 65°F | N/A | N/A | 2 | MBh | N/A | MBh | N/A | 4754 |  | N/A | See NC MMID | N/A | 100% | 100% | 100% | No | No | No |  |  | Agribusiness | 46
N/A | 4755 | 4755 | Not Eligible | H4755 | N/A | Unit Heater, ≥ 90% Thermal Efficiency (Retrofit Only), Heating Setpoint = 60°F | H4755: Unit Heater, ≥ 90% Thermal Efficiency (Retrofit Only), Heating Setpoint = 60°F | N/A | N/A | 2 | MBh | N/A | MBh | N/A | 4755 |  | N/A | See NC MMID | N/A | 100% | 100% | 100% | No | No | No |  |  | Agribusiness | 46
N/A | 4756 | 4756 | Not Eligible | H4756 | N/A | Unit Heater, ≥ 90% Thermal Efficiency (Retrofit Only), Heating Setpoint = 55°F | H4756: Unit Heater, ≥ 90% Thermal Efficiency (Retrofit Only), Heating Setpoint = 55°F | N/A | N/A | 2 | MBh | N/A | MBh | N/A | 4756 |  | N/A | See NC MMID | N/A | 100% | 100% | 100% | No | No | No |  |  | Agribusiness | 46
N/A | 4753 | 4753 | Not Eligible | N-H4753 | Eligible Under B&I-Rural | Unit Heater, ≥ 90% Thermal Efficiency (NC Only), Heating Setpoint = 70°F | N-H4753: Unit Heater, ≥ 90% Thermal Efficiency (NC Only), Heating Setpoint = 70°F | N/A | N/A | N/A | MBh | 1 | MBh | N/A | 4753 |  | N/A | Yes-to B&I-Rural | N/A | 100% | 100% | 100% | No | No | No |  |  | Agribusiness | 46
N/A | 4754 | 4754 | Not Eligible | N-H4754 | Eligible Under B&I-Rural | Unit Heater, ≥ 90% Thermal Efficiency (NC Only), Heating Setpoint = 65°F | N-H4754: Unit Heater, ≥ 90% Thermal Efficiency (NC Only), Heating Setpoint = 65°F | N/A | N/A | N/A | MBh | 1 | MBh | N/A | 4754 |  | N/A | Yes-to B&I-Rural | N/A | 100% | 100% | 100% | No | No | No |  |  | Agribusiness | 46
N/A | 4755 | 4755 | Not Eligible | N-H4755 | Eligible Under B&I-Rural | Unit Heater, ≥ 90% Thermal Efficiency (NC Only), Heating Setpoint = 60°F | N-H4755: Unit Heater, ≥ 90% Thermal Efficiency (NC Only), Heating Setpoint = 60°F | N/A | N/A | N/A | MBh | 1 | MBh | N/A | 4755 |  | N/A | Yes-to B&I-Rural | N/A | 100% | 100% | 100% | No | No | No |  |  | Agribusiness | 46
N/A | 4756 | 4756 | Not Eligible | N-H4756 | Eligible Under B&I-Rural | Unit Heater, ≥ 90% Thermal Efficiency (NC Only), Heating Setpoint = 55°F | N-H4756: Unit Heater, ≥ 90% Thermal Efficiency (NC Only), Heating Setpoint = 55°F | N/A | N/A | N/A | MBh | 1 | MBh | N/A | 4756 |  | N/A | Yes-to B&I-Rural | N/A | 100% | 100% | 100% | No | No | No |  |  | Agribusiness | 46
N/A | 5081 | 5081 | Not Eligible | AG5081 | N/A | Direct Fired Make-up Air Unit | AG5081: Direct Fired Make-up Air Unit | N/A | N/A | 0.2 | CFM | 0.15 | N/A | 5081 | 5081 | 5081 | Yes-to NC Prgm | Yes-to NC Prgm | Yes-to NC Prgm | 100% | 100% | 100% | No | Yes | Yes | Agribusiness | K | Agribusiness | 47
N/A | 5081 | 5081 | Not Eligible | N-AG5081 | Eligible Under B&I-Rural | Direct Fired Make-up Air Unit | N-AG5081: Direct Fired Make-up Air Unit | N/A | N/A | 0.15 | CFM | 0.15 | N/A | 5081 | 5081 | 5081 | Yes-to NC Prgm | Yes-to NC Prgm | Yes-to NC Prgm | 100% | 100% | 100% | No | Yes | Yes | Agribusiness | K | Agribusiness | 47
[6 empty] | ----------------------AGRIBUSINESS CATALOG: WATER HEATING EQUIPMENT -------------------------------------------- | ----------------------AGRIBUSINESS CATALOG: WATER HEATING EQUIPMENT -------------------------------------------- | [15 empty] | No |  |  |  |  | Agribusiness
N/A | 3989 | 3989 | Not Eligible | AG3989 | Eligible Under B&I-Rural | Refrigeration Heat Recovery, NG WH, w/ a pre-cooler and VFD on milk pump, Ag | AG3989: Refrigeration Heat Recovery, NG WH, w/ a pre-cooler and VFD on milk pump, Ag | N/A | N/A | 600 | RHR Unit | 600 | RHR Unit | N/A | 3989 |  | N/A | See NC MMID | N/A | 100% | 100% | 100% | No | Yes | Yes |  |  | Agribusiness | 49
N/A | 3990 | 3990 | Not Eligible | AG3990 | Eligible Under B&I-Rural | Refrigeration Heat Recovery, NG WH, w/ a pre-cooler, Ag | AG3990: Refrigeration Heat Recovery, NG WH, w/ a pre-cooler, Ag | N/A | N/A | 600 | RHR Unit | 600 | RHR Unit | N/A | 3990 |  | N/A | See NC MMID | N/A | 100% | 100% | 100% | No | Yes | Yes |  |  | Agribusiness | 49
N/A | 3991 | 3991 | Not Eligible | AG3991 | Eligible Under B&I-Rural | Refrigeration Heat Recovery, NG WH, w/ no pre-cooler, Ag | AG3991: Refrigeration Heat Recovery, NG WH, w/ no pre-cooler, Ag | N/A | N/A | 600 | RHR Unit | 600 | RHR Unit | N/A | 3991 |  | N/A | See NC MMID | N/A | 100% | 100% | 100% | No | Yes | Yes |  |  | Agribusiness | 49
N/A | 3992 | 3992 | Not Eligible | AG3992 | Eligible Under B&I-Rural | Refrigeration Heat Recovery, Elec WH, w/ a pre-cooler and VFD on milk pump, Ag | AG3992: Refrigeration Heat Recovery, Elec WH, w/ a pre-cooler and VFD on milk pump, Ag | N/A | N/A | 600 | RHR Unit | 600 | RHR Unit | N/A | 3992 |  | N/A | See NC MMID | N/A | 100% | 100% | 100% | No | Yes | Yes |  |  | Agribusiness | 49
N/A | 3993 | 3993 | Not Eligible | AG3993 | Eligible Under B&I-Rural | Refrigeration Heat Recovery, Elec WH, w/ a pre-cooler, Ag | AG3993: Refrigeration Heat Recovery, Elec WH, w/ a pre-cooler, Ag | N/A | N/A | 600 | RHR Unit | 600 | RHR Unit | N/A | 3993 |  | N/A | See NC MMID | N/A | 100% | 100% | 100% | No | Yes | Yes |  |  | Agribusiness | 49
N/A | 3994 | 3994 | Not Eligible | AG3994 | Eligible Under B&I-Rural | Refrigeration Heat Recovery, Elec WH, w/ no pre-cooler, Ag | AG3994: Refrigeration Heat Recovery, Elec WH, w/ no pre-cooler, Ag | N/A | N/A | 600 | RHR Unit | 600 | RHR Unit | N/A | 3994 |  | N/A | See NC MMID | N/A | 100% | 100% | 100% | No | Yes | Yes |  |  | Agribusiness | 49
N/A | 3989 | 3989 | Not Eligible | N-AG3989 | Eligible Under B&I-Rural | Refrigeration Heat Recovery, NG WH, w/ a pre-cooler and VFD on milk pump, Ag | N-AG3989: Refrigeration Heat Recovery, NG WH, w/ a pre-cooler and VFD on milk pump, Ag | N/A | N/A | 600 | RHR Unit | 600 | RHR Unit | N/A | 3989 |  | N/A | Yes-to B&I-Rural | N/A | 100% | 100% | 100% | No | Yes | Yes |  |  | Agribusiness | 49
N/A | 3990 | 3990 | Not Eligible | N-AG3990 | Eligible Under B&I-Rural | Refrigeration Heat Recovery, NG WH, w/ a pre-cooler, Ag | N-AG3990: Refrigeration Heat Recovery, NG WH, w/ a pre-cooler, Ag | N/A | N/A | 600 | RHR Unit | 600 | RHR Unit | N/A | 3990 |  | N/A | Yes-to B&I-Rural | N/A | 100% | 100% | 100% | No | Yes | Yes |  |  | Agribusiness | 49
N/A | 3991 | 3991 | Not Eligible | N-AG3991 | Eligible Under B&I-Rural | Refrigeration Heat Recovery, NG WH, w/ no pre-cooler, Ag | N-AG3991: Refrigeration Heat Recovery, NG WH, w/ no pre-cooler, Ag | N/A | N/A | 600 | RHR Unit | 600 | RHR Unit | N/A | 3991 |  | N/A | Yes-to B&I-Rural | N/A | 100% | 100% | 100% | No | Yes | Yes |  |  | Agribusiness | 49
N/A | 3992 | 3992 | Not Eligible | N-AG3992 | Eligible Under B&I-Rural | Refrigeration Heat Recovery, Elec WH, w/ a pre-cooler and VFD on milk pump, Ag | N-AG3992: Refrigeration Heat Recovery, Elec WH, w/ a pre-cooler and VFD on milk pump, Ag | N/A | N/A | 600 | RHR Unit | 600 | RHR Unit | N/A | 3992 |  | N/A | Yes-to B&I-Rural | N/A | 100% | 100% | 100% | No | Yes | Yes |  |  | Agribusiness | 49
N/A | 3993 | 3993 | Not Eligible | N-AG3993 | Eligible Under B&I-Rural | Refrigeration Heat Recovery, Elec WH, w/ a pre-cooler, Ag | N-AG3993: Refrigeration Heat Recovery, Elec WH, w/ a pre-cooler, Ag | N/A | N/A | 600 | RHR Unit | 600 | RHR Unit | N/A | 3993 |  | N/A | Yes-to B&I-Rural | N/A | 100% | 100% | 100% | No | Yes | Yes |  |  | Agribusiness | 49
N/A | 3994 | 3994 | Not Eligible | N-AG3994 | Eligible Under B&I-Rural | Refrigeration Heat Recovery, Elec WH, w/ no pre-cooler, Ag | N-AG3994: Refrigeration Heat Recovery, Elec WH, w/ no pre-cooler, Ag | N/A | N/A | 600 | RHR Unit | 600 | RHR Unit | N/A | 3994 |  | N/A | Yes-to B&I-Rural | N/A | 100% | 100% | 100% | No | Yes | Yes |  |  | Agribusiness | 49
N/A | 4937 | 4937 | Not Eligible | AG4937 | Eligible Under B&I-Rural | Water Heater, Ag, NG | AG4937: Water Heater, Ag, NG | N/A | N/A | 500 | Water Heater | 500 | Water Heater | N/A | 4937 |  | N/A | See NC MMID | N/A | 100% | 100% | 100% | No | Yes | Yes |  |  | Agribusiness | 49
N/A | 4937 | 4937 | Not Eligible | N-AG4937 | Eligible Under B&I-Rural | Water Heater, Ag, NG | N-AG4937: Water Heater, Ag, NG | N/A | N/A | 500 | Water Heater | 500 | Water Heater | N/A | 4937 |  | N/A | Yes-to B&I-Rural | N/A | 100% | 100% | 100% | No | Yes | Yes |  |  | Agribusiness | 49
[6 empty] | ----------------------AG PROPANE CATALOG: SPECIALTY EQUIPMENT -------------------------------------------- | ----------------------AG PROPANE CATALOG: SPECIALTY EQUIPMENT --------------------------------------------
N/A | 4868 | N/A | Not Eligible | AG4868 | Not Eligible | Grain Dryer, Energy Efficient, Propane | AG4868: Grain Dryer, Energy Efficient, Propane | N/A | N/A | 16 | Bushel/hr drying capacity | N/A | Bushel/hr drying capacity | N/A | 4868 | N/A | N/A | No | N/A | 100% | 100% | 100% | No | Yes | Yes |  |  | Propane | 13
N/A | 5085 | N/A | Not Eligible | AG5085 | Not Eligible | Grain Dryer, Tune-up, Propane | AG5085: Grain Dryer, Tune-up, Propane | N/A | N/A | 100 | Tune-up | N/A | Tune-up | N/A | 5085 |  | N/A | No | N/A | 100% | 100% | 100% | No | Yes | Yes |  |  | Propane | 13
N/A | 4851 | N/A | Not Eligible | AG4851 | Not Eligible | Greenhouse Climate Controls | AG4851: Greenhouse Climate Controls | N/A | N/A | 0.03 | sq ft | N/A | sq ft | N/A | 4851 | N/A | N/A | See NC MMID | N/A | 100% | 100% | 100% | No | Yes | Yes |  |  | Propane | 15
N/A | 4851 | N/A | Not Eligible | N-AG4851 | Eligible Under Ag Propane | Greenhouse Climate Controls | N-AG4851: Greenhouse Climate Controls | N/A | N/A | N/A | sq ft | 0.03 | sq ft | N/A | 4851 | 4851 | N/A | Yes-to Ag Propane | N/A | 100% | 100% | 100% | No | Yes | Yes |  |  | Propane | 15
N/A |  | N/A |  |  |  | ----------------------AG PROPANE CATALOG: VFDS AND COMPRESSED AIR -------------------------------------------- | ----------------------AG PROPANE CATALOG: VFDS AND COMPRESSED AIR --------------------------------------------
N/A | 2257 | N/A | Not Eligible | PS2257 | Not Eligible | Compressed Air Heat Recovery | PS2257: Compressed Air Heat Recovery | N/A | N/A | 50 | hp | N/A | hp | N/A | 2257 | N/A | N/A | See NC MMID | N/A | 50% | 50% | 50% | No | No | Yes |  |  | Propane | 32
N/A | 2257 | N/A | Not Eligible | N-PS2257 | Eligible Under Ag Propane | Compressed Air Heat Recovery | N-PS2257: Compressed Air Heat Recovery | N/A | N/A | 50 | hp | 50 | hp | N/A | 2257 | 2257 | N/A | Yes-to Ag Propane | No | 50% | 50% | 50% | No | No | Yes |  |  | Propane | 32
N/A | 3928 | N/A | Not Eligible | PS3928 | Not Eligible | Vacuum Pump Heat Recovery | PS3928: Vacuum Pump Heat Recovery | N/A | N/A | 50 | hp | N/A | hp | N/A | 3928 | N/A | N/A | See NC MMID | N/A | 50% | 50% | 50% | No | No | Yes |  |  | Propane | 32
N/A | 3928 |  | Not Eligible | N-PS3928 | Eligible Under Ag Propane | Vacuum Pump Heat Recovery | N-PS3928: Vacuum Pump Heat Recovery | N/A | N/A | 50 | hp | 50 | hp | N/A | 3928 | 3928 | N/A | Yes-to Ag Propane | No | 50% | 50% | 50% | No | No | Yes |  |  | Propane | 32
N/A |  | N/A |  |  |  | ----------------------AG PROPANE CATALOG: SPACE HEATING EQUIPMENT -------------------------------------------- | ----------------------AG PROPANE CATALOG: SPACE HEATING EQUIPMENT --------------------------------------------
N/A | 4852 | N/A | Not Eligible | AG4852 | Not Eligible | Hot Water Boilers, < 300 MBh input, ≥90% AFUE | AG4852: Hot Water Boilers, < 300 MBh input, ≥90% AFUE | N/A | N/A | 3 | MBh | 3 | MBh | N/A | 4852 | N/A | N/A | See NC MMID | N/A | 100% | 100% | 100% | No | No | No |  |  | Propane | 33
N/A | 4867 | N/A | Not Eligible | AG4867 | Not Eligible | Hot Water Boilers, ≥300 MBh input, ≥85% thermal efficiency | AG4867: Hot Water Boilers, ≥300 MBh input, ≥85% thermal efficiency | N/A | N/A | 1 | MBh | 1 | MBh | N/A | 4867 | N/A | N/A | See NC MMID | N/A | 100% | 100% | 100% | No | No | No |  |  | Propane | 33
N/A | 4866 | N/A | Not Eligible | AG4866 | Not Eligible | Hot Water Boilers, ≥300 MBh input, ≥90% thermal efficiency | AG4866: Hot Water Boilers, ≥300 MBh input, ≥90% thermal efficiency | N/A | N/A | 3 | MBh | 3 | MBh | N/A | 4866 | N/A | N/A | See NC MMID | N/A | 100% | 100% | 100% | No | No | No |  |  | Propane | 33
N/A | 4852 | N/A | Not Eligible | N-AG4852 | Eligible Under Ag Propane | Hot Water Boilers, < 300 MBh input, ≥90% AFUE | N-AG4852: Hot Water Boilers, < 300 MBh input, ≥90% AFUE | N/A | N/A | 3 | MBh | 3 | MBh | N/A | 4852 | N/A | N/A | Yes-to Ag Propane | N/A | 100% | 100% | 100% | No | No | No |  |  | Propane | 33
N/A | 4867 | N/A | Not Eligible | N-AG4867 | Eligible Under Ag Propane | Hot Water Boilers, ≥300 MBh input, ≥85% thermal efficiency | N-AG4867: Hot Water Boilers, ≥300 MBh input, ≥85% thermal efficiency | N/A | N/A | 1 | MBh | 1 | MBh | N/A | 4867 | N/A | N/A | Yes-to Ag Propane | N/A | 100% | 100% | 100% | No | No | No |  |  | Propane | 33
N/A | 4866 | N/A | Not Eligible | N-AG4866 | Eligible Under Ag Propane | Hot Water Boilers, ≥300 MBh input, ≥90% thermal efficiency | N-AG4866: Hot Water Boilers, ≥300 MBh input, ≥90% thermal efficiency | N/A | N/A | 3 | MBh | 3 | MBh | N/A | 4866 | N/A | N/A | Yes-to Ag Propane | N/A | 1 | 1 | 1 | No | No | No |  |  | Propane | 33
N/A | 4854 | N/A | Not Eligible | AG4854 | Not Eligible | Infrared Heater (Propane Only) | AG4854: Infrared Heater (Propane Only) | N/A | N/A | 1.5 | MBh | N/A | MBh | N/A | 4854 | N/A | N/A | See NC MMID | N/A | 100% | 100% | 100% | No | No | No |  |  | Propane | 33
N/A | 4854 | N/A | Not Eligible | N-AG4854 | Eligible Under Ag Propane | Infrared Heater (Propane Only) | N-AG4854: Infrared Heater (Propane Only) | N/A | N/A | 1 | MBh | 1 | MBh | N/A | 4854 | N/A | N/A | Yes-to Ag Propane | N/A | 100% | 100% | 100% | No | No | No |  |  | Propane | 33
N/A | 4870 | N/A | Not Eligible | AG4870 | Not Eligible | Furnace with ECM, ≥95%+ AFUE, 2 stages of heat, Propane | AG4870: Furnace with ECM, ≥95%+ AFUE, 2 stages of heat, Propane | N/A | N/A | 220 | Furnace | N/A | Furnace | N/A | 4870 | N/A | N/A | See NC MMID | N/A | 100% | 100% | 100% | No | No | No |  |  | Propane | 34
N/A | 4869 | N/A | Not Eligible | AG4869 | Not Eligible | Furnace with ECM, ≥90%+ AFUE, 2 stages of heat, Propane | AG4869: Furnace with ECM, ≥90%+ AFUE, 2 stages of heat, Propane | N/A | N/A | 100 | Furnace | N/A | Furnace | N/A | 4869 | N/A | N/A | See NC MMID | N/A | 100% | 100% | 100% | No | No | No |  |  | Propane | 34
N/A | 4870 | N/A | Not Eligible | N-AG4870 | Eligible Under Ag Propane | Furnace with ECM, ≥95%+ AFUE, 2 stages of heat, Propane | N-AG4870: Furnace with ECM, ≥95%+ AFUE, 2 stages of heat, Propane | N/A | N/A | N/A | Furnace | 180 | Furnace | N/A | 4870 | N/A | N/A | Yes-to Ag Propane | N/A | 1 | 1 | 1 | No | No | No |  |  | Propane | 34
N/A | 4869 | N/A | Not Eligible | N-AG4869 | Eligible Under Ag Propane | Furnace with ECM, ≥90%+ AFUE, 2 stages of heat, Propane | N-AG4869: Furnace with ECM, ≥90%+ AFUE, 2 stages of heat, Propane | N/A | N/A | N/A | Furnace | 80 | Furnace | N/A | 4869 | N/A | N/A | Yes-to Ag Propane | N/A | 1 | 1 | 1 | No | No | No |  |  | Propane | 34
N/A | 4878 | N/A | Not Eligible | AG4878 | Not Eligible | Unit Heater, ≥ 90% Thermal Efficiency (Retrofit Only), Heating Setpoint = 70°F, Propane | AG4878: Unit Heater, ≥ 90% Thermal Efficiency (Retrofit Only), Heating Setpoint = 70°F, Propane | N/A | N/A | 2 | MBh | N/A | MBh | N/A | 4878 | N/A | N/A | See NC MMID | N/A | 1 | 1 | 1 | No | No | No |  |  | Propane | 34
N/A | 4879 | N/A | Not Eligible | AG4879 | Not Eligible | Unit Heater, ≥ 90% Thermal Efficiency (Retrofit Only), Heating Setpoint = 65°F, Propane | AG4879: Unit Heater, ≥ 90% Thermal Efficiency (Retrofit Only), Heating Setpoint = 65°F, Propane | N/A | N/A | 2 | MBh | N/A | MBh | N/A | 4879 | N/A | N/A | See NC MMID | N/A | 1 | 1 | 1 | No | No | No |  |  | Propane | 34
N/A | 4880 | N/A | Not Eligible | AG4880 | Not Eligible | Unit Heater, ≥ 90% Thermal Efficiency (Retrofit Only), Heating Setpoint = 60°F, Propane | AG4880: Unit Heater, ≥ 90% Thermal Efficiency (Retrofit Only), Heating Setpoint = 60°F, Propane | N/A | N/A | 2 | MBh | N/A | MBh | N/A | 4880 | N/A | N/A | See NC MMID | N/A | 1 | 1 | 1 | No | No | No |  |  | Propane | 34
N/A | 4881 | N/A | Not Eligible | AG4881 | Not Eligible | Unit Heater, ≥ 90% Thermal Efficiency (Retrofit Only), Heating Setpoint = 55°F, Propane | AG4881: Unit Heater, ≥ 90% Thermal Efficiency (Retrofit Only), Heating Setpoint = 55°F, Propane | N/A | N/A | 2 | MBh | N/A | MBh | N/A | 4881 | N/A | N/A | See NC MMID | N/A | 1 | 1 | 1 | No | No | No |  |  | Propane | 34
N/A | 4878 | N/A | Not Eligible | N-AG4878 | Eligible Under Ag Propane | Unit Heater, ≥ 90% Thermal Efficiency (NC Only), Heating Setpoint = 70°F, Propane | N-AG4878: Unit Heater, ≥ 90% Thermal Efficiency (NC Only), Heating Setpoint = 70°F, Propane | N/A | N/A | N/A | MBh | 1 | MBh | N/A | 4878 | N/A | N/A | Yes-to Ag Propane | N/A | 1 | 1 | 1 | No | No | No |  |  | Propane | 34
N/A | 4879 | N/A | Not Eligible | N-AG4879 | Eligible Under Ag Propane | Unit Heater, ≥ 90% Thermal Efficiency (NC Only), Heating Setpoint = 65°F, Propane | N-AG4879: Unit Heater, ≥ 90% Thermal Efficiency (NC Only), Heating Setpoint = 65°F, Propane | N/A | N/A | N/A | MBh | 1 | MBh | N/A | 4879 | N/A | N/A | Yes-to Ag Propane | N/A | 1 | 1 | 1 | No | No | No |  |  | Propane | 34
N/A | 4880 | 4880 | Not Eligible | N-AG4880 | Eligible Under Ag Propane | Unit Heater, ≥ 90% Thermal Efficiency (NC Only), Heating Setpoint = 60°F, Propane | N-AG4880: Unit Heater, ≥ 90% Thermal Efficiency (NC Only), Heating Setpoint = 60°F, Propane | N/A | N/A | N/A | MBh | 1 | MBh | N/A | 4880 | N/A | N/A | Yes-to Ag Propane | N/A | 1 | 1 | 1 | No | No | No |  |  | Propane | 34
N/A | 4881 | 4881 | Not Eligible | N-AG4881 | Eligible Under Ag Propane | Unit Heater, ≥ 90% Thermal Efficiency (NC Only), Heating Setpoint = 55°F, Propane | N-AG4881: Unit Heater, ≥ 90% Thermal Efficiency (NC Only), Heating Setpoint = 55°F, Propane | N/A | N/A | N/A | MBh | 1 | MBh | N/A | 4881 | N/A | N/A | Yes-to Ag Propane | N/A | 1 | 1 | 1 | No | No | No |  |  | Propane | 34
N/A | 5081 | 5081 | Not Eligible | AG5081 | Eligible Under Ag Propane | Direct Fired Make-up Air Unit: Also in Ag catalog; would need propane version MMID to list hear. | [21 empty] | Propane | 35
N/A | 5081 | 5081 | Not Eligible | N-AG5081 | Eligible Under Ag Propane | Direct Fired Make-up Air Unit: Also in Ag catalog; would need propane version MMID to list hear. | [21 empty] | Propane | 35
[6 empty] | ----------------------AG PROPANE CATALOG: WATER HEATING EQUIPMENT -------------------------------------------- | ----------------------AG PROPANE CATALOG: WATER HEATING EQUIPMENT --------------------------------------------
N/A | 4874 | N/A | Not Eligible | AG4874 | Not Eligible | RHR Unit (Propane Water Heater with Existing Milk Plate Cooler and VFD on Milk Pump) | AG4874: RHR Unit (Propane Water Heater with Existing Milk Plate Cooler and VFD on Milk Pump) | N/A | N/A | 600 | RHR Unit | 600 | RHR Unit | N/A | 4874 | N/A | N/A | See NC MMID | N/A | 1 | 1 | 1 | No | Yes | Yes |  |  | Propane | 36
N/A | 4875 | N/A | Not Eligible | AG4875 | Not Eligible | RHR Unit (Propane Water Heater without Existing Milk Plate Cooler) | AG4875: RHR Unit (Propane Water Heater without Existing Milk Plate Cooler) | N/A | N/A | 600 | RHR Unit | 600 | RHR Unit | N/A | 4875 | N/A | N/A | See NC MMID | N/A | 1 | 1 | 1 | No | Yes | Yes |  |  | Propane | 36
N/A | 4876 | 4876 | Not Eligible | AG4876 | Not Eligible | RHR Unit (Propane Water Heater with Existing Milk Plate Cooler) | AG4876: RHR Unit (Propane Water Heater with Existing Milk Plate Cooler) | N/A | N/A | 600 | RHR Unit | 600 | RHR Unit | N/A | 4876 | N/A | N/A | See NC MMID | N/A | 1 | 1 | 1 | No | Yes | Yes |  |  | Propane | 36
N/A | 4874 | 4874 | Not Eligible | N-AG4874 | Eligible Under Ag Propane | RHR Unit (Propane Water Heater with Existing Milk Plate Cooler and VFD on Milk Pump) | N-AG4874: RHR Unit (Propane Water Heater with Existing Milk Plate Cooler and VFD on Milk Pump) | N/A | N/A | 600 | RHR Unit | 600 | RHR Unit | N/A | 4874 | N/A | N/A | Yes-to Ag Propane | N/A | 1 | 1 | 1 | No | Yes | Yes |  |  | Propane | 36
N/A | 4875 | 4875 | Not Eligible | N-AG4875 | Eligible Under Ag Propane | RHR Unit (Propane Water Heater without Existing Milk Plate Cooler) | N-AG4875: RHR Unit (Propane Water Heater without Existing Milk Plate Cooler) | N/A | N/A | 600 | RHR Unit | 600 | RHR Unit | N/A | 4875 | N/A | N/A | Yes-to Ag Propane | N/A | 1 | 1 | 1 | No | Yes | Yes |  |  | Propane | 36
N/A | 4876 | 4876 | Not Eligible | N-AG4876 | Eligible Under Ag Propane | RHR Unit (Propane Water Heater with Existing Milk Plate Cooler) | N-AG4876: RHR Unit (Propane Water Heater with Existing Milk Plate Cooler) | N/A | N/A | 600 | RHR Unit | 600 | RHR Unit | N/A | 4876 | N/A | N/A | Yes-to Ag Propane | N/A | 1 | 1 | 1 | No | Yes | Yes |  |  | Propane | 36
N/A | 4938 | N/A | Not Eligible | AG4938 | Not Eligible | Propane Commercial Water Heater | AG4938: Propane Commercial Water Heater | N/A | N/A | 500 | Water Heater | 500 | Water Heater | N/A | 4938 | N/A | N/A | See NC MMID | N/A | 1 | 1 | 1 | No | Yes | Yes |  |  | Propane | 36
N/A | 4938 | 4938 | Not Eligible | N-AG4938 | Eligible Under Ag Propane | Propane Commercial Water Heater | N-AG4938: Propane Commercial Water Heater | N/A | N/A | 500 | Water Heater | 500 | Water Heater | N/A | 4938 | N/A | N/A | Yes-to Ag Propane | N/A | 1 | 1 | 1 | No | Yes | Yes |  |  | Propane | 36
N/A |  | N/A |  |  |  | -------------------------------SPECIAL OFFERS B&IR------------------------------- | -------------------------------SPECIAL OFFERS B&IR-------------------------------
N/A | 5034 | N/A | Not Eligible | AG5034 | Not Eligible | Dairy Refrigeration Tune-up TA Bonus | AG5034: Dairy Refrigeration Tune-up TA Bonus | N/A | N/A | 100 | 10 compressors | N/A | N/A | N/A | 5034 | N/A | N/A | No | No | N/A | N/A | N/A | No | No | No |  |  | Special Offer
N/A | 4403 | N/A | Not Eligible | AG4403 | Not Eligible | Refrigeration System Tune-Up, Agriculture | AG4403: Refrigeration System Tune-Up, Agriculture | N/A | N/A | 40 | Compressor | N/A | N/A | N/A | 4033 | N/A | N/A | No | No | N/A | 1 | N/A | Yes | No | No |  |  | Special Offer
Special Offer
[6 empty] | -------------------------------SPECIAL OFFERS B&I------------------------------- | -------------------------------SPECIAL OFFERS B&I-------------------------------
N/A | N/A | N/A | [25 empty] | Special Offer
N/A | N/A | N/A | [25 empty] | Special Offer
N/A | N/A | N/A |  |  |  | -------------------------------SPECIAL OFFERS S&G------------------------------- | -------------------------------SPECIAL OFFERS S&G-------------------------------
N/A | N/A | N/A | [25 empty] | Special Offer
N/A | N/A | N/A | [25 empty] | Special Offer
Note on U3: Zach Obert: Set % cost limit, otherwise leave at 100%, even if measure isn't eligible for that program
Note on V3: Zach Obert: Set % cost limit, otherwise leave at 100%, even if measure isn't eligible for that program
Note on W3: Zach Obert: Set % cost limit, otherwise leave at 100%, even if measure isn't eligible for that program
Note on G633: Zach Obert: for Ag Propane, only include measure codes that are unique to Ag Propane catalog. Do not include duplicates that are also in the regular ag catalog.
Note on G638: Zach Obert: for Ag Propane, only include measure codes that are unique to Ag Propane catalog. Do not include duplicates that are also in the regular ag catalog.
Note on G643: Zach Obert: for Ag Propane, only include measure codes that are unique to Ag Propane catalog. Do not include duplicates that are also in the regular ag catalog.
Note on G666: Zach Obert: for Ag Propane, only include measure codes that are unique to Ag Propane catalog. Do not include duplicates that are also in the regular ag catalog.